## LEAP Inputs
| Current accounts | BAU | NOSHS | BAU + Low-income capital subsidy | BAU + Low-income FIT/monthly credit | BAU + Low-income zero-interest loan
No additional SHS customers or SHS capacity past 2026
Household size | 3.3 | 3.3 | 3.3 | 3.3 | 3.3 | 3.3 | People
Demand
Activity level (Household) | Interp(2018, 582363.00, 2019, 595971.00, 2020, 605511.00, 2021, 597912.00, 2022, 609428.00, 2023, 633781.00, 1.3%) | Interp(2018, 582363.00, 2019, 595971.00, 2020, 605511.00, 2021, 597912.00, 2022, 609428.00, 2023, 633781.00, 1.3%) | Interp(2018, 582363.00, 2019, 595971.00, 2020, 605511.00, 2021, 597912.00, 2022, 609428.00, 2023, 633781.00, 1.3%) | Interp(2018, 582363.00, 2019, 595971.00, 2020, 605511.00, 2021, 597912.00, 2022, 609428.00, 2023, 633781.00, 1.3%) | Interp(2018, 582363.00, 2019, 595971.00, 2020, 605511.00, 2021, 597912.00, 2022, 609428.00, 2023, 633781.00, 1.3%) | Interp(2018, 582363.00, 2019, 595971.00, 2020, 605511.00, 2021, 597912.00, 2022, 609428.00, 2023, 633781.00, 1.3%) | Household
Activity level (LPU) | 100 | 100 | 100 | 100 | 100 | 100 | Percent saturation
Activity level (SPU) | 100 | 100 | 100 | 100 | 100 | 100 | Percent saturation
Activity level (Municipality) | 100 | 100 | 100 | 100 | 100 | 100 | Percent saturation
Demand cost (Household) | 0 | 0 | 0 | 0 | 0 | 0 | U.S. dollar
Demand cost (LPU) | 0 | 0 | 0 | 0 | 0 | 0 | U.S. dollar
Demand cost (SPU) | 0 | 0 | 0 | 0 | 0 | 0 | U.S. dollar
Demand cost (Municipality) | 0 | 0 | 0 | 0 | 0 | 0 | U.S. dollar
Final energy intensity (LPU) | Interp(2018, 3675586655.72, 2019, 3598239315.74, 2020, 3117190191.29, 2021, 3378792273.70, 2022, 3520665579.33, 2023, 3278016274.35, 0.9%) | Interp(2018, 3675586655.72, 2019, 3598239315.74, 2020, 3117190191.29, 2021, 3378792273.70, 2022, 3520665579.33, 2023, 3278016274.35, 0.9%) | Interp(2018, 3675586655.72, 2019, 3598239315.74, 2020, 3117190191.29, 2021, 3378792273.70, 2022, 3520665579.33, 2023, 3278016274.35, 0.9%) | Interp(2018, 3675586655.72, 2019, 3598239315.74, 2020, 3117190191.29, 2021, 3378792273.70, 2022, 3520665579.33, 2023, 3278016274.35, 0.9%) | Interp(2018, 3675586655.72, 2019, 3598239315.74, 2020, 3117190191.29, 2021, 3378792273.70, 2022, 3520665579.33, 2023, 3278016274.35, 0.9%) | Interp(2018, 3675586655.72, 2019, 3598239315.74, 2020, 3117190191.29, 2021, 3378792273.70, 2022, 3520665579.33, 2023, 3278016274.35, 0.9%) | kWh
Final energy intensity (SPU) | Interp(2018, 1720725508.99, 2019, 1732340830.81, 2020, 1527017292.95, 2021, 1601789042.53, 2022, 1702815910.88, 2023, 1568789841.95, 0.1%) | Interp(2018, 1720725508.99, 2019, 1732340830.81, 2020, 1527017292.95, 2021, 1601789042.53, 2022, 1702815910.88, 2023, 1568789841.95, 0.1%) | Interp(2018, 1720725508.99, 2019, 1732340830.81, 2020, 1527017292.95, 2021, 1601789042.53, 2022, 1702815910.88, 2023, 1568789841.95, 0.1%) | Interp(2018, 1720725508.99, 2019, 1732340830.81, 2020, 1527017292.95, 2021, 1601789042.53, 2022, 1702815910.88, 2023, 1568789841.95, 0.1%) | Interp(2018, 1720725508.99, 2019, 1732340830.81, 2020, 1527017292.95, 2021, 1601789042.53, 2022, 1702815910.88, 2023, 1568789841.95, 0.1%) | Interp(2018, 1720725508.99, 2019, 1732340830.81, 2020, 1527017292.95, 2021, 1601789042.53, 2022, 1702815910.88, 2023, 1568789841.95, 0.1%) | kWh
Final energy intensity (Municipality) | Interp(2018, 352197497.33, 2019, 335919325.19, 2020, 323224464.46, 2021, 324354600.33, 2022, 329303648.86, 2023, 316957224.78, 0.1%) | Interp(2018, 352197497.33, 2019, 335919325.19, 2020, 323224464.46, 2021, 324354600.33, 2022, 329303648.86, 2023, 316957224.78, 0.1%) | Interp(2018, 352197497.33, 2019, 335919325.19, 2020, 323224464.46, 2021, 324354600.33, 2022, 329303648.86, 2023, 316957224.78, 0.1%) | Interp(2018, 352197497.33, 2019, 335919325.19, 2020, 323224464.46, 2021, 324354600.33, 2022, 329303648.86, 2023, 316957224.78, 0.1%) | Interp(2018, 352197497.33, 2019, 335919325.19, 2020, 323224464.46, 2021, 324354600.33, 2022, 329303648.86, 2023, 316957224.78, 0.1%) | Interp(2018, 352197497.33, 2019, 335919325.19, 2020, 323224464.46, 2021, 324354600.33, 2022, 329303648.86, 2023, 316957224.78, 0.1%) | kWh
Households
Activity level (Electrified) | 100 | 100 | 100 | 100 | 100 | 100 | Percent share of household
Activity level (Nonelectrified) | Remainder(100) | Remainder(100) | Remainder(100) | Remainder(100) | Remainder(100) | Remainder(100) | Percent share of household
Demand cost (Electrified) | 0 | 0 | 0 | 0 | 0 | 0 | U.S. dollar per household
Demand cost (Nonelectrified) | 0 | 0 | 0 | 0 | 0 | 0 | U.S. dollar per household
Electrified
Activity level (High income) | Remainder(100) | Remainder(100) | Remainder(100) | Remainder(100) | Remainder(100) | Remainder(100) | Percent share of household
Activity level (Middle income) | Interp(2018, 20.71, 2019, 22.54, 2020, 25.25, 2021, 25.50, 2022, 25.86, 2023, 26.51) | Interp(2018, 20.71, 2019, 22.54, 2020, 25.25, 2021, 25.50, 2022, 25.86, 2023, 26.51) | Interp(2018, 20.71, 2019, 22.54, 2020, 25.25, 2021, 25.50, 2022, 25.86, 2023, 26.51) | Interp(2018, 20.71, 2019, 22.54, 2020, 25.25, 2021, 25.50, 2022, 25.86, 2023, 26.51) | Interp(2018, 20.71, 2019, 22.54, 2020, 25.25, 2021, 25.50, 2022, 25.86, 2023, 26.51) | Interp(2018, 20.71, 2019, 22.54, 2020, 25.25, 2021, 25.50, 2022, 25.86, 2023, 26.51) | Percent share of household
Activity level (Low income) | Interp(2018, 61.07, 2019, 57.20, 2020, 51.32, 2021, 50.80, 2022, 50.00, 2023, 48.44) | Interp(2018, 61.07, 2019, 57.20, 2020, 51.32, 2021, 50.80, 2022, 50.00, 2023, 48.44) | Interp(2018, 61.07, 2019, 57.20, 2020, 51.32, 2021, 50.80, 2022, 50.00, 2023, 48.44) | Interp(2018, 61.07, 2019, 57.20, 2020, 51.32, 2021, 50.80, 2022, 50.00, 2023, 48.44) | Interp(2018, 61.07, 2019, 57.20, 2020, 51.32, 2021, 50.80, 2022, 50.00, 2023, 48.44) | Interp(2018, 61.07, 2019, 57.20, 2020, 51.32, 2021, 50.80, 2022, 50.00, 2023, 48.44) | Percent share of household
Demand cost (High income) | 0 | 0 | 0 | 0 | 0 | 0 | U.S. dollar per household
Demand cost (Middle income) | 0 | 0 | 0 | 0 | 0 | 0 | U.S. dollar per household
Demand cost (Low income) | 0 | 0 | 0 | 0 | 0 | 0 | U.S. dollar per household
High income
Activity level (Grid only) | Remainder(100) | Remainder(100) | Remainder(100) | Remainder(100) | Remainder(100) | Remainder(100) | Percent share of household
Activity level (Grid and SHS) | Interp(2018, 0.03338, 2019, 0.04976, 2020, 0.07418, 2021, 0.11053, 2022, 0.16459, 2023, 0.24488, 2024, 0.36385) | Interp(2018, 0.03338, 2019, 0.04976, 2020, 0.07418, 2021, 0.11053, 2022, 0.16459, 2023, 0.24488, 2024, 0.36385, 2025, 0.53959, 2026, 0.79791, 2027, 1.17497, 2028, 1.71973, 2029, 2.49518, 2030, 3.57609, 2031, 5.03945, 2032, 6.94426, 2033, 9.30077, 2034, 12.03937, 2035, 15.0, 2036, 17.96063, 2037, 20.69923, 2038, 23.05574, 2039, 24.96055, 2040, 26.42391, 2041, 27.50482, 2042, 28.28027, 2043, 28.82503, 2044, 29.20209, 2045, 29.46041, 2046, 29.63615, 2047, 29.75512, 2048, 29.83541, 2049, 29.88947, 2050, 29.92582) | Interp(2018, 0.03338, 2019, 0.04976, 2020, 0.07418, 2021, 0.11053, 2022, 0.16459, 2023, 0.24488, 2024, 0.36385, 2025, 0.53959, 2026, 0.79791, 2027, 0.79791, 2028, 0.79791, 2029, 0.79791, 2030, 0.79791, 2031, 0.79791, 2032, 0.79791, 2033, 0.79791, 2034, 0.79791, 2035, 0.79791, 2036, 0.79791, 2037, 0.79791, 2038, 0.79791, 2039, 0.79791, 2040, 0.79791, 2041, 0.79791, 2042, 0.79791, 2043, 0.79791, 2044, 0.79791, 2045, 0.79791, 2046, 0.79791, 2047, 0.79791, 2048, 0.79791, 2049, 0.79791, 2050, 0.79791) | Interp(2018, 0.03338, 2019, 0.04976, 2020, 0.07418, 2021, 0.11053, 2022, 0.16459, 2023, 0.24488, 2024, 0.36385, 2025, 0.53959, 2026, 0.79791, 2027, 1.17497, 2028, 1.71973, 2029, 2.49518, 2030, 3.57609, 2031, 5.03945, 2032, 6.94426, 2033, 9.30077, 2034, 12.03937, 2035, 15.0, 2036, 17.96063, 2037, 20.69923, 2038, 23.05574, 2039, 24.96055, 2040, 26.42391, 2041, 27.50482, 2042, 28.28027, 2043, 28.82503, 2044, 29.20209, 2045, 29.46041, 2046, 29.63615, 2047, 29.75512, 2048, 29.83541, 2049, 29.88947, 2050, 29.92582) | Interp(2018, 0.03338, 2019, 0.04976, 2020, 0.07418, 2021, 0.11053, 2022, 0.16459, 2023, 0.24488, 2024, 0.36385, 2025, 0.53959, 2026, 0.79791, 2027, 1.17497, 2028, 1.71973, 2029, 2.49518, 2030, 3.57609, 2031, 5.03945, 2032, 6.94426, 2033, 9.30077, 2034, 12.03937, 2035, 15.0, 2036, 17.96063, 2037, 20.69923, 2038, 23.05574, 2039, 24.96055, 2040, 26.42391, 2041, 27.50482, 2042, 28.28027, 2043, 28.82503, 2044, 29.20209, 2045, 29.46041, 2046, 29.63615, 2047, 29.75512, 2048, 29.83541, 2049, 29.88947, 2050, 29.92582) | Interp(2018, 0.03338, 2019, 0.04976, 2020, 0.07418, 2021, 0.11053, 2022, 0.16459, 2023, 0.24488, 2024, 0.36385, 2025, 0.53959, 2026, 0.79791, 2027, 1.17497, 2028, 1.71973, 2029, 2.49518, 2030, 3.57609, 2031, 5.03945, 2032, 6.94426, 2033, 9.30077, 2034, 12.03937, 2035, 15.0, 2036, 17.96063, 2037, 20.69923, 2038, 23.05574, 2039, 24.96055, 2040, 26.42391, 2041, 27.50482, 2042, 28.28027, 2043, 28.82503, 2044, 29.20209, 2045, 29.46041, 2046, 29.63615, 2047, 29.75512, 2048, 29.83541, 2049, 29.88947, 2050, 29.92582) | Percent share of household
Demand cost (Grid only) | 0 | 0 | 0 | 0 | 0 | 0 | U.S. dollar per household
Demand cost (Grid and SHS) | 0 | 0 | 0 | 0 | 0 | 0 | U.S. dollar per household
Final energy intensity (Grid only) | Interp(2018, 6532.74, 2019, 7051.29, 2020, 6531.86, 2021, 6540.99, 2022, 6363.54, 2023, 5535.06, -0.6%) | Interp(2018, 6532.74, 2019, 7051.29, 2020, 6531.86, 2021, 6540.99, 2022, 6363.54, 2023, 5535.06, -0.6%) | Interp(2018, 6532.74, 2019, 7051.29, 2020, 6531.86, 2021, 6540.99, 2022, 6363.54, 2023, 5535.06, -0.6%) | Interp(2018, 6532.74, 2019, 7051.29, 2020, 6531.86, 2021, 6540.99, 2022, 6363.54, 2023, 5535.06, -0.6%) | Interp(2018, 6532.74, 2019, 7051.29, 2020, 6531.86, 2021, 6540.99, 2022, 6363.54, 2023, 5535.06, -0.6%) | Interp(2018, 6532.74, 2019, 7051.29, 2020, 6531.86, 2021, 6540.99, 2022, 6363.54, 2023, 5535.06, -0.6%) | kWh per household
Final energy intensity (Grid and SHS) | Interp(2018, 7186.01, 2019, 7756.42, 2020, 7185.05, 2021, 7195.09, 2022, 6999.89, 2023, 6088.57) | Interp(2018, 7186.01, 2019, 7756.42, 2020, 7185.05, 2021, 7195.09, 2022, 6999.89, 2023, 6088.57, 2024, 6052.03, 2025, 6015.72, 2026, 5979.63, 2027, 5943.75, 2028, 5908.09, 2029, 5872.64, 2030, 5837.40, 2031, 5802.38, 2032, 5767.56, 2033, 5732.96, 2034, 5698.56, 2035, 5664.37, 2036, 5630.38, 2037, 5596.60, 2038, 5563.02, 2039, 5529.64, 2040, 5496.47, 2041, 5463.49, 2042, 5430.71, 2043, 5398.12, 2044, 5365.73, 2045, 5333.54, 2046, 5301.54, 2047, 5269.73, 2048, 5238.11, 2049, 5206.68, 2050, 5175.44) | Interp(2018, 7186.01, 2019, 7756.42, 2020, 7185.05, 2021, 7195.09, 2022, 6999.89, 2023, 6088.57, 2024, 6052.03) | Interp(2018, 7186.01, 2019, 7756.42, 2020, 7185.05, 2021, 7195.09, 2022, 6999.89, 2023, 6088.57, 2024, 6052.03, 2025, 6015.72, 2026, 5979.63, 2027, 5943.75, 2028, 5908.09, 2029, 5872.64, 2030, 5837.40, 2031, 5802.38, 2032, 5767.56, 2033, 5732.96, 2034, 5698.56, 2035, 5664.37, 2036, 5630.38, 2037, 5596.60, 2038, 5563.02, 2039, 5529.64, 2040, 5496.47, 2041, 5463.49, 2042, 5430.71, 2043, 5398.12, 2044, 5365.73, 2045, 5333.54, 2046, 5301.54, 2047, 5269.73, 2048, 5238.11, 2049, 5206.68, 2050, 5175.44) | Interp(2018, 7186.01, 2019, 7756.42, 2020, 7185.05, 2021, 7195.09, 2022, 6999.89, 2023, 6088.57, 2024, 6052.03, 2025, 6015.72, 2026, 5979.63, 2027, 5943.75, 2028, 5908.09, 2029, 5872.64, 2030, 5837.40, 2031, 5802.38, 2032, 5767.56, 2033, 5732.96, 2034, 5698.56, 2035, 5664.37, 2036, 5630.38, 2037, 5596.60, 2038, 5563.02, 2039, 5529.64, 2040, 5496.47, 2041, 5463.49, 2042, 5430.71, 2043, 5398.12, 2044, 5365.73, 2045, 5333.54, 2046, 5301.54, 2047, 5269.73, 2048, 5238.11, 2049, 5206.68, 2050, 5175.44) | Interp(2018, 7186.01, 2019, 7756.42, 2020, 7185.05, 2021, 7195.09, 2022, 6999.89, 2023, 6088.57, 2024, 6052.03, 2025, 6015.72, 2026, 5979.63, 2027, 5943.75, 2028, 5908.09, 2029, 5872.64, 2030, 5837.40, 2031, 5802.38, 2032, 5767.56, 2033, 5732.96, 2034, 5698.56, 2035, 5664.37, 2036, 5630.38, 2037, 5596.60, 2038, 5563.02, 2039, 5529.64, 2040, 5496.47, 2041, 5463.49, 2042, 5430.71, 2043, 5398.12, 2044, 5365.73, 2045, 5333.54, 2046, 5301.54, 2047, 5269.73, 2048, 5238.11, 2049, 5206.68, 2050, 5175.44) | kWh per household
Grid only
Activity level | Remainder(100) | Remainder(100) | Remainder(100) | Remainder(100) | Remainder(100) | Remainder(100) | Percent
Final energy intensity | Interp(2018, 6532.75, 2019, 7051.25, 2020, 6531.84, 2021, 6541.02, 2022, 6363.54, 2023, 5535.03, -0.6%) | Interp(2018, 6532.75, 2019, 7051.25, 2020, 6531.84, 2021, 6541.02, 2022, 6363.54, 2023, 5535.03, -0.6%) | Interp(2018, 6532.75, 2019, 7051.25, 2020, 6531.84, 2021, 6541.02, 2022, 6363.54, 2023, 5535.03, -0.6%) | Interp(2018, 6532.75, 2019, 7051.25, 2020, 6531.84, 2021, 6541.02, 2022, 6363.54, 2023, 5535.03, -0.6%) | Interp(2018, 6532.75, 2019, 7051.25, 2020, 6531.84, 2021, 6541.02, 2022, 6363.54, 2023, 5535.03, -0.6%) | Interp(2018, 6532.75, 2019, 7051.25, 2020, 6531.84, 2021, 6541.02, 2022, 6363.54, 2023, 5535.03, -0.6%) | kWh per household
Demand cost | 0 | 0 | 0 | 0 | 0 | 0 | U.S. dollar per household
Efficiency (Grid; Electricity) | 100 | 100 | 100 | 100 | 100 | 100 | Percent
Fuel share (Grid; Electricity) | 100 | 100 | 100 | 100 | 100 | 100 | Percent
Grid
Efficiency | 100 | 100 | 100 | 100 | 100 | 100 | Percent
Fuel share | 100 | 100 | 100 | 100 | 100 | 100 | Percent
Demand cost | 0 | 0 | 0 | 0 | 0 | 0 | U.S. dollar per household
Final energy intensity (Grid only) | Interp(2018, 6532.75, 2019, 7051.25, 2020, 6531.84, 2021, 6541.02, 2022, 6363.54, 2023, 5535.03, -0.6%) | Interp(2018, 6532.75, 2019, 7051.25, 2020, 6531.84, 2021, 6541.02, 2022, 6363.54, 2023, 5535.03, -0.6%) | Interp(2018, 6532.75, 2019, 7051.25, 2020, 6531.84, 2021, 6541.02, 2022, 6363.54, 2023, 5535.03, -0.6%) | Interp(2018, 6532.75, 2019, 7051.25, 2020, 6531.84, 2021, 6541.02, 2022, 6363.54, 2023, 5535.03, -0.6%) | Interp(2018, 6532.75, 2019, 7051.25, 2020, 6531.84, 2021, 6541.02, 2022, 6363.54, 2023, 5535.03, -0.6%) | Interp(2018, 6532.75, 2019, 7051.25, 2020, 6531.84, 2021, 6541.02, 2022, 6363.54, 2023, 5535.03, -0.6%) | kWh per household
Grid and SHS
Activity level | Interp(2018, 2.46, 2019, 4.38, 2020, 8.30, 2021, 15.20, 2022, 23.88, 2023, 39.59) | Interp(2018, 2.46, 2019, 4.38, 2020, 8.30, 2021, 15.20, 2022, 23.88, 2023, 39.59, 2030, 45) | Interp(2018, 2.46, 2019, 4.38, 2020, 8.30, 2021, 15.20, 2022, 23.88, 2023, 39.59, 2030, 45) | Interp(2018, 2.46, 2019, 4.38, 2020, 8.30, 2021, 15.20, 2022, 23.88, 2023, 39.59, 2030, 45) | Interp(2018, 2.46, 2019, 4.38, 2020, 8.30, 2021, 15.20, 2022, 23.88, 2023, 39.59, 2030, 45) | Interp(2018, 2.46, 2019, 4.38, 2020, 8.30, 2021, 15.20, 2022, 23.88, 2023, 39.59, 2030, 45) | Percent
Final energy intensity | Interp(2018, 7518.17, 2019, 8114.89, 2020, 7517.13, 2021, 7527.70, 2022, 7323.44, 2023, 6369.96, -0.6%) | Interp(2018, 7518.17, 2019, 8114.89, 2020, 7517.13, 2021, 7527.70, 2022, 7323.44, 2023, 6369.96, -0.6%) | Interp(2018, 7518.17, 2019, 8114.89, 2020, 7517.13, 2021, 7527.70, 2022, 7323.44, 2023, 6369.96, -0.6%) | Interp(2018, 7518.17, 2019, 8114.89, 2020, 7517.13, 2021, 7527.70, 2022, 7323.44, 2023, 6369.96, -0.6%) | Interp(2018, 7518.17, 2019, 8114.89, 2020, 7517.13, 2021, 7527.70, 2022, 7323.44, 2023, 6369.96, -0.6%) | Interp(2018, 7518.17, 2019, 8114.89, 2020, 7517.13, 2021, 7527.70, 2022, 7323.44, 2023, 6369.96, -0.6%) | kWh per household
Demand cost | 0 | 0 | 0 | 0 | 0 | 0 | U.S. dollar per household
Efficiency (Grid; Electricity) | 100 | 100 | 100 | 100 | 100 | 100 | Percent
Efficiency (SHS; Solar) | 100 | 100 | 100 | 100 | 100 | 100 | Percent
Fuel share (Grid; Electricity) | Remainder(100) | Remainder(100) | Remainder(100) | Remainder(100) | Remainder(100) | Remainder(100) | Percent
Fuel share (SHS; Solar) | 70 | 70 | 70 | 70 | 70 | 70 | Percent | Now using 15.09 to match the amount of increased demand
Grid/SHS
Demand cost (Grid) | 0 | 0 | 0 | 0 | 0 | 0 | U.S. dollar per household; Activity cost
Demand cost (SHS) | 0 | 0 | 0 | 0 | 0 | 0 | U.S. dollar per household; Activity cost
Efficiency (Grid; Electricity) | 100 | 100 | 100 | 100 | 100 | 100 | Percent
Efficiency (SHS; Solar) | 100 | 100 | 100 | 100 | 100 | 100 | Percent
Final energy intensity (Grid and SHS) | Interp(2018, 7518.17, 2019, 8114.89, 2020, 7517.13, 2021, 7527.70, 2022, 7323.44, 2023, 6369.96, -0.6%) | Interp(2018, 7518.17, 2019, 8114.89, 2020, 7517.13, 2021, 7527.70, 2022, 7323.44, 2023, 6369.96, -0.6%) | Interp(2018, 7518.17, 2019, 8114.89, 2020, 7517.13, 2021, 7527.70, 2022, 7323.44, 2023, 6369.96, -0.6%) | Interp(2018, 7518.17, 2019, 8114.89, 2020, 7517.13, 2021, 7527.70, 2022, 7323.44, 2023, 6369.96, -0.6%) | Interp(2018, 7518.17, 2019, 8114.89, 2020, 7517.13, 2021, 7527.70, 2022, 7323.44, 2023, 6369.96, -0.6%) | Interp(2018, 7518.17, 2019, 8114.89, 2020, 7517.13, 2021, 7527.70, 2022, 7323.44, 2023, 6369.96, -0.6%) | kWh per household
Fuel share (Grid; Electricity) | Remainder(100) | Remainder(100) | Remainder(100) | Remainder(100) | Remainder(100) | Remainder(100) | Percent
Fuel share (SHS; Solar) | 13.11 | 13.11 | 13.11 | 13.11 | 13.11 | 13.11 | Percent
Middle income
Activity level (Grid only) | Remainder(100) | Remainder(100) | Remainder(100) | Remainder(100) | Remainder(100) | Remainder(100) | Percent
Activity level (Grid and SHS) | Interp(2018, 0.00301, 2019, 0.0045, 2020, 0.00671, 2021, 0.01, 2022, 0.01492, 2023, 0.02225, 2024, 0.03318) | Interp(2018, 0.00301, 2019, 0.0045, 2020, 0.00671, 2021, 0.01, 2022, 0.01492, 2023, 0.02225, 2024, 0.03318, 2025, 0.04945, 2026, 0.07368, 2027, 0.10973, 2028, 0.16325, 2029, 0.24257, 2030, 0.35972, 2031, 0.53194, 2032, 0.78331, 2033, 1.14648, 2034, 1.66345, 2035, 2.38406, 2036, 3.35963, 2037, 4.6295, 2038, 6.20051, 2039, 8.02625, 2040, 10.0, 2041, 11.97375, 2042, 13.79949, 2043, 15.3705, 2044, 16.64037, 2045, 17.61594, 2046, 18.33655, 2047, 18.85352, 2048, 19.21669, 2049, 19.46806, 2050, 19.64028) | Interp(2018, 0.00301, 2019, 0.0045, 2020, 0.00671, 2021, 0.01, 2022, 0.01492, 2023, 0.02225, 2024, 0.03318, 2025, 0.04945, 2026, 0.07368, 2027, 0.07368, 2028, 0.07368, 2029, 0.07368, 2030, 0.07368, 2031, 0.07368, 2032, 0.07368, 2033, 0.07368, 2034, 0.07368, 2035, 0.07368, 2036, 0.07368, 2037, 0.07368, 2038, 0.07368, 2039, 0.07368, 2040, 0.07368, 2041, 0.07368, 2042, 0.07368, 2043, 0.07368, 2044, 0.07368, 2045, 0.07368, 2046, 0.07368, 2047, 0.07368, 2048, 0.07368, 2049, 0.07368, 2050, 0.07368) | Interp(2018, 0.00301, 2019, 0.0045, 2020, 0.00671, 2021, 0.01, 2022, 0.01492, 2023, 0.02225, 2024, 0.03318, 2025, 0.04945, 2026, 0.07368, 2027, 0.10973, 2028, 0.16325, 2029, 0.24257, 2030, 0.35972, 2031, 0.53194, 2032, 0.78331, 2033, 1.14648, 2034, 1.66345, 2035, 2.38406, 2036, 3.35963, 2037, 4.6295, 2038, 6.20051, 2039, 8.02625, 2040, 10.0, 2041, 11.97375, 2042, 13.79949, 2043, 15.3705, 2044, 16.64037, 2045, 17.61594, 2046, 18.33655, 2047, 18.85352, 2048, 19.21669, 2049, 19.46806, 2050, 19.64028) | Interp(2018, 0.00301, 2019, 0.0045, 2020, 0.00671, 2021, 0.01, 2022, 0.01492, 2023, 0.02225, 2024, 0.03318, 2025, 0.04945, 2026, 0.07368, 2027, 0.10973, 2028, 0.16325, 2029, 0.24257, 2030, 0.35972, 2031, 0.53194, 2032, 0.78331, 2033, 1.14648, 2034, 1.66345, 2035, 2.38406, 2036, 3.35963, 2037, 4.6295, 2038, 6.20051, 2039, 8.02625, 2040, 10.0, 2041, 11.97375, 2042, 13.79949, 2043, 15.3705, 2044, 16.64037, 2045, 17.61594, 2046, 18.33655, 2047, 18.85352, 2048, 19.21669, 2049, 19.46806, 2050, 19.64028) | Interp(2018, 0.00301, 2019, 0.0045, 2020, 0.00671, 2021, 0.01, 2022, 0.01492, 2023, 0.02225, 2024, 0.03318, 2025, 0.04945, 2026, 0.07368, 2027, 0.10973, 2028, 0.16325, 2029, 0.24257, 2030, 0.35972, 2031, 0.53194, 2032, 0.78331, 2033, 1.14648, 2034, 1.66345, 2035, 2.38406, 2036, 3.35963, 2037, 4.6295, 2038, 6.20051, 2039, 8.02625, 2040, 10.0, 2041, 11.97375, 2042, 13.79949, 2043, 15.3705, 2044, 16.64037, 2045, 17.61594, 2046, 18.33655, 2047, 18.85352, 2048, 19.21669, 2049, 19.46806, 2050, 19.64028) | Percent
Demand cost (Grid only) | 0 | 0 | 0 | 0 | 0 | 0 | U.S. dollar per household; Activity cost
Demand cost (Grid and SHS) | 0 | 0 | 0 | 0 | 0 | 0 | U.S. dollar per household; Activity cost
Final energy intensity (Grid only) | Interp(2018, 6346.67, 2019, 6666.44, 2020, 6306.38, 2021, 6308.11, 2022, 6132.45, 2023, 5390.33, -0.6%) | Interp(2018, 6346.67, 2019, 6666.44, 2020, 6306.38, 2021, 6308.11, 2022, 6132.45, 2023, 5390.33, -0.6%) | Interp(2018, 6346.67, 2019, 6666.44, 2020, 6306.38, 2021, 6308.11, 2022, 6132.45, 2023, 5390.33, -0.6%) | Interp(2018, 6346.67, 2019, 6666.44, 2020, 6306.38, 2021, 6308.11, 2022, 6132.45, 2023, 5390.33, -0.6%) | Interp(2018, 6346.67, 2019, 6666.44, 2020, 6306.38, 2021, 6308.11, 2022, 6132.45, 2023, 5390.33, -0.6%) | Interp(2018, 6346.67, 2019, 6666.44, 2020, 6306.38, 2021, 6308.11, 2022, 6132.45, 2023, 5390.33, -0.6%) | kWh per household
Final energy intensity (Grid and SHS) | Interp(2018, 6981.34, 2019, 7333.08, 2020, 6937.02, 2021, 6938.92, 2022, 6745.70, 2023, 5929.36, 2024, 5893.79) | Interp(2018, 6981.34, 2019, 7333.08, 2020, 6937.02, 2021, 6938.92, 2022, 6745.70, 2023, 5929.36, 2024, 5893.79, 2025, 5858.42, 2026, 5823.27, 2027, 5788.33, 2028, 5753.60, 2029, 5719.08, 2030, 5684.77, 2031, 5650.66, 2032, 5616.76, 2033, 5583.05, 2034, 5549.56, 2035, 5516.26, 2036, 5483.16, 2037, 5450.26, 2038, 5417.56, 2039, 5385.06, 2040, 5352.75, 2041, 5320.63, 2042, 5288.70, 2043, 5256.97, 2044, 5225.43, 2045, 5194.08, 2046, 5162.91, 2047, 5131.94, 2048, 5101.14, 2049, 5070.54, 2050, 5040.11) | Interp(2018, 6981.34, 2019, 7333.08, 2020, 6937.02, 2021, 6938.92, 2022, 6745.70, 2023, 5929.36, 2024, 5893.79) | Interp(2018, 6981.34, 2019, 7333.08, 2020, 6937.02, 2021, 6938.92, 2022, 6745.70, 2023, 5929.36, 2024, 5893.79, 2025, 5858.42, 2026, 5823.27, 2027, 5788.33, 2028, 5753.60, 2029, 5719.08, 2030, 5684.77, 2031, 5650.66, 2032, 5616.76, 2033, 5583.05, 2034, 5549.56, 2035, 5516.26, 2036, 5483.16, 2037, 5450.26, 2038, 5417.56, 2039, 5385.06, 2040, 5352.75, 2041, 5320.63, 2042, 5288.70, 2043, 5256.97, 2044, 5225.43, 2045, 5194.08, 2046, 5162.91, 2047, 5131.94, 2048, 5101.14, 2049, 5070.54, 2050, 5040.11) | Interp(2018, 6981.34, 2019, 7333.08, 2020, 6937.02, 2021, 6938.92, 2022, 6745.70, 2023, 5929.36, 2024, 5893.79, 2025, 5858.42, 2026, 5823.27, 2027, 5788.33, 2028, 5753.60, 2029, 5719.08, 2030, 5684.77, 2031, 5650.66, 2032, 5616.76, 2033, 5583.05, 2034, 5549.56, 2035, 5516.26, 2036, 5483.16, 2037, 5450.26, 2038, 5417.56, 2039, 5385.06, 2040, 5352.75, 2041, 5320.63, 2042, 5288.70, 2043, 5256.97, 2044, 5225.43, 2045, 5194.08, 2046, 5162.91, 2047, 5131.94, 2048, 5101.14, 2049, 5070.54, 2050, 5040.11) | Interp(2018, 6981.34, 2019, 7333.08, 2020, 6937.02, 2021, 6938.92, 2022, 6745.70, 2023, 5929.36, 2024, 5893.79, 2025, 5858.42, 2026, 5823.27, 2027, 5788.33, 2028, 5753.60, 2029, 5719.08, 2030, 5684.77, 2031, 5650.66, 2032, 5616.76, 2033, 5583.05, 2034, 5549.56, 2035, 5516.26, 2036, 5483.16, 2037, 5450.26, 2038, 5417.56, 2039, 5385.06, 2040, 5352.75, 2041, 5320.63, 2042, 5288.70, 2043, 5256.97, 2044, 5225.43, 2045, 5194.08, 2046, 5162.91, 2047, 5131.94, 2048, 5101.14, 2049, 5070.54, 2050, 5040.11) | kWh per household
Grid only
Activity level | Remainder(100) | Remainder(100) | Remainder(100) | Remainder(100) | Remainder(100) | Remainder(100) | Percent
Final energy intensity | Interp(2018, 6237.84, 2019, 6433.52, 2020, 6162.70, 2021, 6159.33, 2022, 5983.70, 2023, 5295.35, -0.6%) | Interp(2018, 6237.84, 2019, 6433.52, 2020, 6162.70, 2021, 6159.33, 2022, 5983.70, 2023, 5295.35, -0.6%) | Interp(2018, 6237.84, 2019, 6433.52, 2020, 6162.70, 2021, 6159.33, 2022, 5983.70, 2023, 5295.35, -0.6%) | Interp(2018, 6237.84, 2019, 6433.52, 2020, 6162.70, 2021, 6159.33, 2022, 5983.70, 2023, 5295.35, -0.6%) | Interp(2018, 6237.84, 2019, 6433.52, 2020, 6162.70, 2021, 6159.33, 2022, 5983.70, 2023, 5295.35, -0.6%) | Interp(2018, 6237.84, 2019, 6433.52, 2020, 6162.70, 2021, 6159.33, 2022, 5983.70, 2023, 5295.35, -0.6%) | kWh per household
Demand cost | 0 | 0 | 0 | 0 | 0 | 0 | U.S. dollar per household; Activity cost
Efficiency (Grid; Electricity) | 100 | 100 | 100 | 100 | 100 | 100 | Percent
Fuel share (Grid; Electricity) | 100 | 100 | 100 | 100 | 100 | 100 | Percent
Grid
Efficiency | 100 | 100 | 100 | 100 | 100 | 100 | Percent
Fuel share | 100 | 100 | 100 | 100 | 100 | 100 | Percent
Demand cost | 0 | 0 | 0 | 0 | 0 | 0 | U.S. dollar per household
Final energy intensity | Interp(2018, 6237.84, 2019, 6433.52, 2020, 6162.70, 2021, 6159.33, 2022, 5983.70, 2023, 5295.35, -0.6%) | Interp(2018, 6237.84, 2019, 6433.52, 2020, 6162.70, 2021, 6159.33, 2022, 5983.70, 2023, 5295.35, -0.6%) | Interp(2018, 6237.84, 2019, 6433.52, 2020, 6162.70, 2021, 6159.33, 2022, 5983.70, 2023, 5295.35, -0.6%) | Interp(2018, 6237.84, 2019, 6433.52, 2020, 6162.70, 2021, 6159.33, 2022, 5983.70, 2023, 5295.35, -0.6%) | Interp(2018, 6237.84, 2019, 6433.52, 2020, 6162.70, 2021, 6159.33, 2022, 5983.70, 2023, 5295.35, -0.6%) | Interp(2018, 6237.84, 2019, 6433.52, 2020, 6162.70, 2021, 6159.33, 2022, 5983.70, 2023, 5295.35, -0.6%) | kWh per household
Grid and SHS
Activity level | Interp(2018, 0.09, 2019, 0.09, 2020, 0.09, 2021, 0.09, 2022, 0.09, 2023, 0.09) | Interp(2018, 0.09, 2019, 0.09, 2020, 0.09, 2021, 0.09, 2022, 0.09, 2023, 0.09, 2030, 10) | Interp(2018, 0.09, 2019, 0.09, 2020, 0.09, 2021, 0.09, 2022, 0.09, 2023, 0.09, 2030, 10) | Interp(2018, 0.09, 2019, 0.09, 2020, 0.09, 2021, 0.09, 2022, 0.09, 2023, 0.09, 2030, 10) | Interp(2018, 0.09, 2019, 0.09, 2020, 0.09, 2021, 0.09, 2022, 0.09, 2023, 0.09, 2030, 10) | Interp(2018, 0.09, 2019, 0.09, 2020, 0.09, 2021, 0.09, 2022, 0.09, 2023, 0.09, 2030, 10) | Percent
Final energy intensity | Interp(2018, 7541.55, 2019, 7778.13, 2020, 7450.71, 2021, 7446.63, 2022, 7234.29, 2023, 6402.08, -0.6%) | Interp(2018, 7541.55, 2019, 7778.13, 2020, 7450.71, 2021, 7446.63, 2022, 7234.29, 2023, 6402.08, -0.6%) | Interp(2018, 7541.55, 2019, 7778.13, 2020, 7450.71, 2021, 7446.63, 2022, 7234.29, 2023, 6402.08, -0.6%) | Interp(2018, 7541.55, 2019, 7778.13, 2020, 7450.71, 2021, 7446.63, 2022, 7234.29, 2023, 6402.08, -0.6%) | Interp(2018, 7541.55, 2019, 7778.13, 2020, 7450.71, 2021, 7446.63, 2022, 7234.29, 2023, 6402.08, -0.6%) | Interp(2018, 7541.55, 2019, 7778.13, 2020, 7450.71, 2021, 7446.63, 2022, 7234.29, 2023, 6402.08, -0.6%) | kWh per household
Demand cost | 0 | 0 | 0 | 0 | 0 | 0 | U.S. dollar per household
Efficiency (Grid; Electricity) | 100 | 100 | 100 | 100 | 100 | 100 | Percent
Efficiency (SHS; Solar) | 100 | 100 | 100 | 100 | 100 | 100 | Percent
Fuel share (Grid; Electricity) | Remainder(100) | Remainder(100) | Remainder(100) | Remainder(100) | Remainder(100) | Remainder(100) | Percent
Fuel share (SHS; Solar) | 70 | 70 | 70 | 70 | 70 | 70 | Percent | Changed to 20.89 to match the increased percent in demand
Grid/SHS
Efficiency | 100 | 100 | 100 | 100 | 100 | 100 | Percent
Fuel share | Remainder(100) | Remainder(100) | Remainder(100) | Remainder(100) | Remainder(100) | Remainder(100) | Percent
Demand cost | 0 | 0 | 0 | 0 | 0 | 0 | U.S. dollar per household
Final energy intensity | Interp(2018, 7541.55, 2019, 7778.13, 2020, 7450.71, 2021, 7446.63, 2022, 7234.29, 2023, 6402.08, -0.6%) | Interp(2018, 7541.55, 2019, 7778.13, 2020, 7450.71, 2021, 7446.63, 2022, 7234.29, 2023, 6402.08, -0.6%) | Interp(2018, 7541.55, 2019, 7778.13, 2020, 7450.71, 2021, 7446.63, 2022, 7234.29, 2023, 6402.08, -0.6%) | Interp(2018, 7541.55, 2019, 7778.13, 2020, 7450.71, 2021, 7446.63, 2022, 7234.29, 2023, 6402.08, -0.6%) | Interp(2018, 7541.55, 2019, 7778.13, 2020, 7450.71, 2021, 7446.63, 2022, 7234.29, 2023, 6402.08, -0.6%) | Interp(2018, 7541.55, 2019, 7778.13, 2020, 7450.71, 2021, 7446.63, 2022, 7234.29, 2023, 6402.08, -0.6%) | kWh per household
Low income
Activity level | Interp(2018, 61.07, 2019, 57.20, 2020, 51.32, 2021, 50.80, 2022, 50.00, 2023, 48.44) | Interp(2018, 61.07, 2019, 57.20, 2020, 51.32, 2021, 50.80, 2022, 50.00, 2023, 48.44) | Interp(2018, 61.07, 2019, 57.20, 2020, 51.32, 2021, 50.80, 2022, 50.00, 2023, 48.44) | Interp(2018, 61.07, 2019, 57.20, 2020, 51.32, 2021, 50.80, 2022, 50.00, 2023, 48.44) | Interp(2018, 61.07, 2019, 57.20, 2020, 51.32, 2021, 50.80, 2022, 50.00, 2023, 48.44) | Interp(2018, 61.07, 2019, 57.20, 2020, 51.32, 2021, 50.80, 2022, 50.00, 2023, 48.44) | Percent
Demand cost | 0 | 0 | 0 | 0 | 0 | 0 | U.S. dollar per household
Final energy intensity (Grid only) | Interp(2018, 3887.05, 2019, 3365.75, 2020, 3545.40, 2021, 3546.05, 2022, 3448.61, 2023, 3199.40, -0.6%) | Interp(2018, 3887.05, 2019, 3365.75, 2020, 3545.40, 2021, 3546.05, 2022, 3448.61, 2023, 3199.40, -0.6%) | Interp(2018, 3887.05, 2019, 3365.75, 2020, 3545.40, 2021, 3546.05, 2022, 3448.61, 2023, 3199.40, -0.6%) | Interp(2018, 3887.05, 2019, 3365.75, 2020, 3545.40, 2021, 3546.05, 2022, 3448.61, 2023, 3199.40, -0.6%) | Interp(2018, 3887.05, 2019, 3365.75, 2020, 3545.40, 2021, 3546.05, 2022, 3448.61, 2023, 3199.40, -0.6%) | Interp(2018, 3887.05, 2019, 3365.75, 2020, 3545.40, 2021, 3546.05, 2022, 3448.61, 2023, 3199.40, -0.6%) | kWh per household
Final energy intensity (Grid and SHS) | Interp(2018, 4275.76, 2019, 3702.33, 2020, 3899.94, 2021, 3900.66, 2022, 3793.47, 2023, 3519.34, 2024, 3498.22) | Interp(2018, 4275.76, 2019, 3702.33, 2020, 3899.94, 2021, 3900.66, 2022, 3793.47, 2023, 3519.34, 2024, 3498.22, 2025, 3477.23, 2026, 3456.37, 2027, 3435.63, 2028, 3415.02, 2029, 3394.53, 2030, 3374.16, 2031, 3353.92, 2032, 3333.79, 2033, 3313.79, 2034, 3293.91, 2035, 3274.14, 2036, 3254.50, 2037, 3234.97, 2038, 3215.56, 2039, 3196.27, 2040, 3177.09, 2041, 3158.03, 2042, 3139.08, 2043, 3120.25, 2044, 3101.53, 2045, 3082.92, 2046, 3064.42, 2047, 3046.03, 2048, 3027.76, 2049, 3009.59, 2050, 2991.53) | Interp(2018, 4275.76, 2019, 3702.33, 2020, 3899.94, 2021, 3900.66, 2022, 3793.47, 2023, 3519.34, 2024, 3498.22) | Interp(2018, 4275.76, 2019, 3702.33, 2020, 3899.94, 2021, 3900.66, 2022, 3793.47, 2023, 3519.34, 2024, 3498.22, 2025, 3477.23, 2026, 3456.37, 2027, 3435.63, 2028, 3415.02, 2029, 3394.53, 2030, 3374.16, 2031, 3353.92, 2032, 3333.79, 2033, 3313.79, 2034, 3293.91, 2035, 3274.14, 2036, 3254.50, 2037, 3234.97, 2038, 3215.56, 2039, 3196.27, 2040, 3177.09, 2041, 3158.03, 2042, 3139.08, 2043, 3120.25, 2044, 3101.53, 2045, 3082.92, 2046, 3064.42, 2047, 3046.03, 2048, 3027.76, 2049, 3009.59, 2050, 2991.53) | Interp(2018, 4275.76, 2019, 3702.33, 2020, 3899.94, 2021, 3900.66, 2022, 3793.47, 2023, 3519.34, 2024, 3498.22, 2025, 3477.23, 2026, 3456.37, 2027, 3435.63, 2028, 3415.02, 2029, 3394.53, 2030, 3374.16, 2031, 3353.92, 2032, 3333.79, 2033, 3313.79, 2034, 3293.91, 2035, 3274.14, 2036, 3254.50, 2037, 3234.97, 2038, 3215.56, 2039, 3196.27, 2040, 3177.09, 2041, 3158.03, 2042, 3139.08, 2043, 3120.25, 2044, 3101.53, 2045, 3082.92, 2046, 3064.42, 2047, 3046.03, 2048, 3027.76, 2049, 3009.59, 2050, 2991.53) | Interp(2018, 4275.76, 2019, 3702.33, 2020, 3899.94, 2021, 3900.66, 2022, 3793.47, 2023, 3519.34, 2024, 3498.22, 2025, 3477.23, 2026, 3456.37, 2027, 3435.63, 2028, 3415.02, 2029, 3394.53, 2030, 3374.16, 2031, 3353.92, 2032, 3333.79, 2033, 3313.79, 2034, 3293.91, 2035, 3274.14, 2036, 3254.50, 2037, 3234.97, 2038, 3215.56, 2039, 3196.27, 2040, 3177.09, 2041, 3158.03, 2042, 3139.08, 2043, 3120.25, 2044, 3101.53, 2045, 3082.92, 2046, 3064.42, 2047, 3046.03, 2048, 3027.76, 2049, 3009.59, 2050, 2991.53) | kWh per household
Grid Only
Activity level | 100 | 100 | 100 | Remainder(100) | Remainder(100) | Remainder(100) | Percent
Final energy intensity | Interp(2018, 3831.02, 2019, 3328.68, 2020, 3506.72, 2021, 3510.42, 2022, 3418.76, 2023, 3168.17, -0.6%) | Interp(2018, 3831.02, 2019, 3328.68, 2020, 3506.72, 2021, 3510.42, 2022, 3418.76, 2023, 3168.17, -0.6%) | Interp(2018, 3831.02, 2019, 3328.68, 2020, 3506.72, 2021, 3510.42, 2022, 3418.76, 2023, 3168.17, -0.6%) | Interp(2018, 3831.02, 2019, 3328.68, 2020, 3506.72, 2021, 3510.42, 2022, 3418.76, 2023, 3168.17, -0.6%) | Interp(2018, 3831.02, 2019, 3328.68, 2020, 3506.72, 2021, 3510.42, 2022, 3418.76, 2023, 3168.17, -0.6%) | Interp(2018, 3831.02, 2019, 3328.68, 2020, 3506.72, 2021, 3510.42, 2022, 3418.76, 2023, 3168.17, -0.6%) | kWh per household
Demand cost | 0 | 0 | 0 | 0 | 0 | 0 | U.S. dollar per household
Efficiency (Grid; Electricity) | 100 | 100 | 100 | 100 | 100 | 100 | Percent
Efficiency (SHS; Solar) | 100 | 100 | 100 | 100 | 100 | 100 | Percent
Grid
Efficiency | 100 | 100 | 100 | 100 | 100 | 100 | Percent
Fuel share | 100 | 100 | 100 | 100 | 100 | 100 | Percent
Demand | 0 | 0 | 0 | 0 | 0 | 0 | U.S. dollar per household
Final energy intesnity (Grid only) | Interp(2018, 3831.02, 2019, 3328.68, 2020, 3506.72, 2021, 3510.42, 2022, 3418.76, 2023, 3168.17, -0.6%) | Interp(2018, 3831.02, 2019, 3328.68, 2020, 3506.72, 2021, 3510.42, 2022, 3418.76, 2023, 3168.17, -0.6%) | Interp(2018, 3831.02, 2019, 3328.68, 2020, 3506.72, 2021, 3510.42, 2022, 3418.76, 2023, 3168.17, -0.6%) | Interp(2018, 3831.02, 2019, 3328.68, 2020, 3506.72, 2021, 3510.42, 2022, 3418.76, 2023, 3168.17, -0.6%) | Interp(2018, 3831.02, 2019, 3328.68, 2020, 3506.72, 2021, 3510.42, 2022, 3418.76, 2023, 3168.17, -0.6%) | Interp(2018, 3831.02, 2019, 3328.68, 2020, 3506.72, 2021, 3510.42, 2022, 3418.76, 2023, 3168.17, -0.6%) | kWh per household
Grid and SHS
Activity level | Remainder(100) | Remainder(100) | Remainder(100) | Interp(2018, 0.0, 2019, 0.0, 2020, 0.0, 2021, 0.0, 2022, 0.0, 2023, 0.0, 2024, 0.0, 2025, 0.0, 2026, 0.00301, 2027, 0.0045, 2028, 0.00671, 2029, 0.01, 2030, 0.01492, 2031, 0.02225, 2032, 0.03318, 2033, 0.04945, 2034, 0.07368, 2035, 0.10973, 2036, 0.16325, 2037, 0.24257, 2038, 0.35972, 2039, 0.53194, 2040, 0.78331, 2041, 1.14648, 2042, 1.66345, 2043, 2.38406, 2044, 3.35963, 2045, 4.6295, 2046, 6.20051, 2047, 8.02625, 2048, 10.0, 2049, 11.97375, 2050, 13.79949) | Interp(2018, 0.0, 2019, 0.0, 2020, 0.0, 2021, 0.0, 2022, 0.0, 2023, 0.0, 2024, 0.0, 2025, 0.0, 2026, 0.03338, 2027, 0.04976, 2028, 0.07418, 2029, 0.11053, 2030, 0.16459, 2031, 0.24488, 2032, 0.36385, 2033, 0.53959, 2034, 0.79791, 2035, 1.17497, 2036, 1.71973, 2037, 2.49518, 2038, 3.57609, 2039, 5.03945, 2040, 6.94426, 2041, 9.30077, 2042, 12.03937, 2043, 15.0, 2044, 17.96063, 2045, 20.69923, 2046, 23.05574, 2047, 24.96055, 2048, 26.42391, 2049, 27.50482, 2050, 28.28027) | Interp(2018, 0.0, 2019, 0.0, 2020, 0.0, 2021, 0.0, 2022, 0.0, 2023, 0.0, 2024, 0.0, 2025, 0.0, 2026, 0.03338, 2027, 0.04976, 2028, 0.07418, 2029, 0.11053, 2030, 0.16459, 2031, 0.24488, 2032, 0.36385, 2033, 0.53959, 2034, 0.79791, 2035, 1.17497, 2036, 1.71973, 2037, 2.49518, 2038, 3.57609, 2039, 5.03945, 2040, 6.94426, 2041, 9.30077, 2042, 12.03937, 2043, 15.0, 2044, 17.96063, 2045, 20.69923, 2046, 23.05574, 2047, 24.96055, 2048, 26.42391, 2049, 27.50482, 2050, 28.28027) | Percent
Final energy intensity | Interp(2018, 3831.02, 2019, 3328.68, 2020, 3506.72, 2021, 3510.42, 2022, 3418.76, 2023, 3168.17, -0.6%) | Interp(2018, 3831.02, 2019, 3328.68, 2020, 3506.72, 2021, 3510.42, 2022, 3418.76, 2023, 3168.17, -0.6%) | Interp(2018, 3831.02, 2019, 3328.68, 2020, 3506.72, 2021, 3510.42, 2022, 3418.76, 2023, 3168.17, -0.6%) | Interp(2018, 3831.02, 2019, 3328.68, 2020, 3506.72, 2021, 3510.42, 2022, 3418.76, 2023, 3168.17, -0.6%) | Interp(2018, 3831.02, 2019, 3328.68, 2020, 3506.72, 2021, 3510.42, 2022, 3418.76, 2023, 3168.17, -0.6%) | Interp(2018, 3831.02, 2019, 3328.68, 2020, 3506.72, 2021, 3510.42, 2022, 3418.76, 2023, 3168.17, -0.6%) | kWh per household
Demand cost | 0 | 0 | 0 | 0 | 0 | 0 | U.S. dollar per household
Efficiency (Grid; Electricity) | 100 | 100 | 100 | 100 | 100 | 100 | Percent
Efficiency (SHS; Solar) | 100 | 100 | 100 | 100 | 100 | 100 | Percent
Fuel share (Grid; Electricity) | 100 | 100 | 100 | 100 | 100 | 100 | Percent
Fuel share (SHS; Solar) | 70 | 70 | 70 | 70 | 70 | 70 | Percent
Grid/SHS
Efficiency | 100 | 100 | 100 | 100 | 100 | 100 | Percent
Fuel share | 100 | 100 | 100 | 100 | 100 | 100 | Percent
Demand cost | 0 | 0 | 0 | 0 | 0 | 0 | U.S. dollar per household
Final energy intensity (Grid and SHS) | Interp(2018, 3831.02, 2019, 3328.68, 2020, 3506.72, 2021, 3510.42, 2022, 3418.76, 2023, 3168.17, -0.6%) | Interp(2018, 3831.02, 2019, 3328.68, 2020, 3506.72, 2021, 3510.42, 2022, 3418.76, 2023, 3168.17, -0.6%) | Interp(2018, 3831.02, 2019, 3328.68, 2020, 3506.72, 2021, 3510.42, 2022, 3418.76, 2023, 3168.17, -0.6%) | Interp(2018, 3831.02, 2019, 3328.68, 2020, 3506.72, 2021, 3510.42, 2022, 3418.76, 2023, 3168.17, -0.6%) | Interp(2018, 3831.02, 2019, 3328.68, 2020, 3506.72, 2021, 3510.42, 2022, 3418.76, 2023, 3168.17, -0.6%) | Interp(2018, 3831.02, 2019, 3328.68, 2020, 3506.72, 2021, 3510.42, 2022, 3418.76, 2023, 3168.17, -0.6%) | kWh per household
LPUs
Activity level | 100 | 100 | 100 | 100 | 100 | 100 | Percent
Grid/Solar
Demand cost (Grid) | 0 | 0 | 0 | 0 | 0 | 0 | U.S. dollar
Demand cost (Solar) | 0 | 0 | 0 | 0 | 0 | 0 | U.S. dollar
Efficiency (Grid; Electricity) | 100 | 100 | 100 | 100 | 100 | 100 | Percent
Efficiency (Solar; Solar) | 100 | 100 | 100 | 100 | 100 | 100 | Percent
Final energy intensity (LPUs) | Interp(2018, 3675586655.72, 2019, 3598239315.74, 2020, 3117190191.29, 2021, 3378792273.70, 2022, 3520665579.33, 2023, 3278016274.35, 0.9%) | Interp(2018, 3675586655.72, 2019, 3598239315.74, 2020, 3117190191.29, 2021, 3378792273.70, 2022, 3520665579.33, 2023, 3278016274.35, 0.9%) | Interp(2018, 3675586655.72, 2019, 3598239315.74, 2020, 3117190191.29, 2021, 3378792273.70, 2022, 3520665579.33, 2023, 3278016274.35, 0.9%) | Interp(2018, 3675586655.72, 2019, 3598239315.74, 2020, 3117190191.29, 2021, 3378792273.70, 2022, 3520665579.33, 2023, 3278016274.35, 0.9%) | Interp(2018, 3675586655.72, 2019, 3598239315.74, 2020, 3117190191.29, 2021, 3378792273.70, 2022, 3520665579.33, 2023, 3278016274.35, 0.9%) | Interp(2018, 3675586655.72, 2019, 3598239315.74, 2020, 3117190191.29, 2021, 3378792273.70, 2022, 3520665579.33, 2023, 3278016274.35, 0.9%) | kWh
Fuel share (Grid; Electricity) | Remainder(100) | Remainder(100) | Remainder(100) | Remainder(100) | Remainder(100) | Remainder(100) | Percent
Fuel share (Solar; Solar) | Interp(2018, 0.35855, 2019, 0.48601, 2020, 0.65684, 2021, 0.88421, 2022, 1.18408, 2023, 1.5748, 2024, 2.07598) | Interp(2018, 0.35855, 2019, 0.48601, 2020, 0.65684, 2021, 0.88421, 2022, 1.18408, 2023, 1.5748, 2024, 2.07598, 2025, 2.706, 2026, 3.47828, 2027, 4.39617, 2028, 5.44796, 2029, 6.60387, 2030, 7.81731, 2031, 9.03138, 2032, 10.18907, 2033, 11.24348, 2034, 12.16444, 2035, 12.93986, 2036, 13.57284, 2037, 14.0766, 2038, 14.4695, 2039, 14.77113, 2040, 14.99988, 2041, 15.17178, 2042, 15.30006, 2043, 15.39528, 2044, 15.46571, 2045, 15.51764, 2046, 15.55585, 2047, 15.58393, 2048, 15.60453, 2049, 15.61964, 2050, 15.63071) | Interp(2018, 0.35855, 2019, 0.48601, 2020, 0.65684, 2021, 0.88421, 2022, 1.18408, 2023, 1.5748, 2024, 2.07598, 2025, 2.706, 2026, 3.47828, 2027, 3.47828, 2028, 3.47828, 2029, 3.47828, 2030, 3.47828, 2031, 3.47828, 2032, 3.47828, 2033, 3.47828, 2034, 3.47828, 2035, 3.47828, 2036, 3.47828, 2037, 3.47828, 2038, 3.47828, 2039, 3.47828, 2040, 3.47828, 2041, 3.47828, 2042, 3.47828, 2043, 3.47828, 2044, 3.47828, 2045, 3.47828, 2046, 3.47828, 2047, 3.47828, 2048, 3.47828, 2049, 3.47828, 2050, 3.47828) | Interp(2018, 0.35855, 2019, 0.48601, 2020, 0.65684, 2021, 0.88421, 2022, 1.18408, 2023, 1.5748, 2024, 2.07598, 2025, 2.706, 2026, 3.47828, 2027, 4.39617, 2028, 5.44796, 2029, 6.60387, 2030, 7.81731, 2031, 9.03138, 2032, 10.18907, 2033, 11.24348, 2034, 12.16444, 2035, 12.93986, 2036, 13.57284, 2037, 14.0766, 2038, 14.4695, 2039, 14.77113, 2040, 14.99988, 2041, 15.17178, 2042, 15.30006, 2043, 15.39528, 2044, 15.46571, 2045, 15.51764, 2046, 15.55585, 2047, 15.58393, 2048, 15.60453, 2049, 15.61964, 2050, 15.63071) | Interp(2018, 0.35855, 2019, 0.48601, 2020, 0.65684, 2021, 0.88421, 2022, 1.18408, 2023, 1.5748, 2024, 2.07598, 2025, 2.706, 2026, 3.47828, 2027, 4.39617, 2028, 5.44796, 2029, 6.60387, 2030, 7.81731, 2031, 9.03138, 2032, 10.18907, 2033, 11.24348, 2034, 12.16444, 2035, 12.93986, 2036, 13.57284, 2037, 14.0766, 2038, 14.4695, 2039, 14.77113, 2040, 14.99988, 2041, 15.17178, 2042, 15.30006, 2043, 15.39528, 2044, 15.46571, 2045, 15.51764, 2046, 15.55585, 2047, 15.58393, 2048, 15.60453, 2049, 15.61964, 2050, 15.63071) | Interp(2018, 0.35855, 2019, 0.48601, 2020, 0.65684, 2021, 0.88421, 2022, 1.18408, 2023, 1.5748, 2024, 2.07598, 2025, 2.706, 2026, 3.47828, 2027, 4.39617, 2028, 5.44796, 2029, 6.60387, 2030, 7.81731, 2031, 9.03138, 2032, 10.18907, 2033, 11.24348, 2034, 12.16444, 2035, 12.93986, 2036, 13.57284, 2037, 14.0766, 2038, 14.4695, 2039, 14.77113, 2040, 14.99988, 2041, 15.17178, 2042, 15.30006, 2043, 15.39528, 2044, 15.46571, 2045, 15.51764, 2046, 15.55585, 2047, 15.58393, 2048, 15.60453, 2049, 15.61964, 2050, 15.63071) | Percent
SPUs
Activity level | 100 | 100 | 100 | 100 | 100 | 100 | Percent
Grid/Solar
Demand cost (Grid) | 0 | 0 | 0 | 0 | 0 | 0 | U.S. dollar
Demand cost (Solar) | 0 | 0 | 0 | 0 | 0 | 0 | U.S. dollar
Efficiency (Grid; Electricity) | 100 | 100 | 100 | 100 | 100 | 100 | Percent
Efficiency (Solar; Solar) | 100 | 100 | 100 | 100 | 100 | 100 | Percent
Final energy intensity (SPUs) | Interp(2018, 1720725508.99, 2019, 1732340830.81, 2020, 1527017292.95, 2021, 1601789042.53, 2022, 1702815910.88, 2023, 1568789841.95, 0.1%) | Interp(2018, 1720725508.99, 2019, 1732340830.81, 2020, 1527017292.95, 2021, 1601789042.53, 2022, 1702815910.88, 2023, 1568789841.95, 0.1%) | Interp(2018, 1720725508.99, 2019, 1732340830.81, 2020, 1527017292.95, 2021, 1601789042.53, 2022, 1702815910.88, 2023, 1568789841.95, 0.1%) | Interp(2018, 1720725508.99, 2019, 1732340830.81, 2020, 1527017292.95, 2021, 1601789042.53, 2022, 1702815910.88, 2023, 1568789841.95, 0.1%) | Interp(2018, 1720725508.99, 2019, 1732340830.81, 2020, 1527017292.95, 2021, 1601789042.53, 2022, 1702815910.88, 2023, 1568789841.95, 0.1%) | Interp(2018, 1720725508.99, 2019, 1732340830.81, 2020, 1527017292.95, 2021, 1601789042.53, 2022, 1702815910.88, 2023, 1568789841.95, 0.1%) | kWh
Fuel share (Grid; Electricity) | Remainder(100) | Remainder(100) | Remainder(100) | Remainder(100) | Remainder(100) | Remainder(100) | Percent
Fuel share (Solar; Solar) | Interp(2018, 1.26577, 2019, 1.80967, 2020, 2.54406, 2021, 3.49755, 2022, 4.67451, 2023, 6.0399, 2024, 7.51441) | Interp(2018, 1.26577, 2019, 1.80967, 2020, 2.54406, 2021, 3.49755, 2022, 4.67451, 2023, 6.0399, 2024, 7.51441, 2025, 8.98856, 2026, 10.35295, 2027, 11.52854, 2028, 12.48059, 2029, 13.21366, 2030, 13.75646, 2031, 14.14686, 2032, 14.42181, 2033, 14.6126, 2034, 14.74363, 2035, 14.83299, 2036, 14.89362, 2037, 14.93464, 2038, 14.96232, 2039, 14.98097, 2040, 14.99352, 2041, 15.00197, 2042, 15.00765, 2043, 15.01147, 2044, 15.01404, 2045, 15.01576, 2046, 15.01692, 2047, 15.0177, 2048, 15.01822, 2049, 15.01857, 2050, 15.01881) | Interp(2018, 1.26577, 2019, 1.80967, 2020, 2.54406, 2021, 3.49755, 2022, 4.67451, 2023, 6.0399, 2024, 7.51441, 2025, 8.98856, 2026, 10.35295, 2027, 10.35295, 2028, 10.35295, 2029, 10.35295, 2030, 10.35295, 2031, 10.35295, 2032, 10.35295, 2033, 10.35295, 2034, 10.35295, 2035, 10.35295, 2036, 10.35295, 2037, 10.35295, 2038, 10.35295, 2039, 10.35295, 2040, 10.35295, 2041, 10.35295, 2042, 10.35295, 2043, 10.35295, 2044, 10.35295, 2045, 10.35295, 2046, 10.35295, 2047, 10.35295, 2048, 10.35295, 2049, 10.35295, 2050, 10.35295) | Interp(2018, 1.26577, 2019, 1.80967, 2020, 2.54406, 2021, 3.49755, 2022, 4.67451, 2023, 6.0399, 2024, 7.51441, 2025, 8.98856, 2026, 10.35295, 2027, 11.52854, 2028, 12.48059, 2029, 13.21366, 2030, 13.75646, 2031, 14.14686, 2032, 14.42181, 2033, 14.6126, 2034, 14.74363, 2035, 14.83299, 2036, 14.89362, 2037, 14.93464, 2038, 14.96232, 2039, 14.98097, 2040, 14.99352, 2041, 15.00197, 2042, 15.00765, 2043, 15.01147, 2044, 15.01404, 2045, 15.01576, 2046, 15.01692, 2047, 15.0177, 2048, 15.01822, 2049, 15.01857, 2050, 15.01881) | Interp(2018, 1.26577, 2019, 1.80967, 2020, 2.54406, 2021, 3.49755, 2022, 4.67451, 2023, 6.0399, 2024, 7.51441, 2025, 8.98856, 2026, 10.35295, 2027, 11.52854, 2028, 12.48059, 2029, 13.21366, 2030, 13.75646, 2031, 14.14686, 2032, 14.42181, 2033, 14.6126, 2034, 14.74363, 2035, 14.83299, 2036, 14.89362, 2037, 14.93464, 2038, 14.96232, 2039, 14.98097, 2040, 14.99352, 2041, 15.00197, 2042, 15.00765, 2043, 15.01147, 2044, 15.01404, 2045, 15.01576, 2046, 15.01692, 2047, 15.0177, 2048, 15.01822, 2049, 15.01857, 2050, 15.01881) | Interp(2018, 1.26577, 2019, 1.80967, 2020, 2.54406, 2021, 3.49755, 2022, 4.67451, 2023, 6.0399, 2024, 7.51441, 2025, 8.98856, 2026, 10.35295, 2027, 11.52854, 2028, 12.48059, 2029, 13.21366, 2030, 13.75646, 2031, 14.14686, 2032, 14.42181, 2033, 14.6126, 2034, 14.74363, 2035, 14.83299, 2036, 14.89362, 2037, 14.93464, 2038, 14.96232, 2039, 14.98097, 2040, 14.99352, 2041, 15.00197, 2042, 15.00765, 2043, 15.01147, 2044, 15.01404, 2045, 15.01576, 2046, 15.01692, 2047, 15.0177, 2048, 15.01822, 2049, 15.01857, 2050, 15.01881) | Percent
Municipality
Grid/Solar
Activity level | 100 | 100 | 100 | 100 | 100 | 100 | Percent
Grid/Solar
Demand cost (Grid) | 0 | 0 | 0 | 0 | 0 | 0 | U.S. dollar; Activity cost
Demand cost (Solar) | 0 | 0 | 0 | 0 | 0 | 0 | U.S. dollar; Activity cost
Efficiency (Grid; Electricity) | 100 | 100 | 100 | 100 | 100 | 100 | Percent
Efficiency (Solar; Solar) | 100 | 100 | 100 | 100 | 100 | 100 | Percent
Final energy intensity (Municipality) | Interp(2018, 352197497.33, 2019, 335919325.19, 2020, 323224464.46, 2021, 324354600.33, 2022, 329303648.86, 2023, 316957224.78, 0.1%) | Interp(2018, 352197497.33, 2019, 335919325.19, 2020, 323224464.46, 2021, 324354600.33, 2022, 329303648.86, 2023, 316957224.78, 0.1%) | Interp(2018, 352197497.33, 2019, 335919325.19, 2020, 323224464.46, 2021, 324354600.33, 2022, 329303648.86, 2023, 316957224.78, 0.1%) | Interp(2018, 352197497.33, 2019, 335919325.19, 2020, 323224464.46, 2021, 324354600.33, 2022, 329303648.86, 2023, 316957224.78, 0.1%) | Interp(2018, 352197497.33, 2019, 335919325.19, 2020, 323224464.46, 2021, 324354600.33, 2022, 329303648.86, 2023, 316957224.78, 0.1%) | Interp(2018, 352197497.33, 2019, 335919325.19, 2020, 323224464.46, 2021, 324354600.33, 2022, 329303648.86, 2023, 316957224.78, 0.1%) | kWh
Fuel share (Grid; Electricity) | 100 | 100 | 100 | 100 | 100 | 100 | Percent
Fuel share (Solar; Solar) | Remainder(100) | Remainder(100) | Remainder(100) | Remainder(100) | Remainder(100) | Remainder(100) | Percent
Transformation
Distributed generation
Module costs (Distributed generation) | 0 | 0 | 0 | 0 | 0 | 0 | U.S. dolar
Optimize (Distributed generation) |  | No | No | No | No | No
Peak load ratio (Distributed generation | 100 | 100 | 100 | 100 | 100 | 100 | Percent
Output fuels
Export target (Solar) | 0 | 0 | 0 | 0 | 0 | 0 | GJ
Import target | 0 | 0 | 0 | 0 | 0 | 0 | GJ
Output price (Solar) | 0 | 0 | 0 | 0 | 0 | 0 | USD/kWh
Shortfall rule (Solar) | RequirementsRemainUnmet | RequirementsRemainUnmet | RequirementsRemainUnmet | RequirementsRemainUnmet | RequirementsRemainUnmet | RequirementsRemainUnmet
Surplus rule (Solar) | SurplusAvailable | SurplusAvailable | SurplusAvailable | SurplusAvailable | SurplusAvailable | SurplusAvailable
Usage rule (Solar) | DomesticPriority | DomesticPriority | DomesticPriority | DomesticPriority | DomesticPriority | DomesticPriority
Processes
Capacity credit (SSEG) | 100 | 100 | 100 | 100 | 100 | 100 | Percent
Capital cost (SSEG) | 0 | 0 | 0 | 0 | 0 | 0 | USD/MW
Dispatch rule (SSEG) | FullCapacity | FullCapacity | FullCapacity | FullCapacity | FullCapacity | FullCapacity
Endogenous capacity
Exogenous capacity (MW) | Interp(2018, 19.56718, 2019, 27.52381, 2020, 38.3411, 2021, 52.43694, 2022, 70.40695, 2023, 92.51043, 2024, 118.28692) | Interp(2018, 19.56718, 2019, 27.52381, 2020, 38.3411, 2021, 52.43694, 2022, 70.40695, 2023, 92.51043, 2024, 118.28692, 2025, 147.46127, 2026, 179.64998, 2027, 214.72803, 2028, 252.91135, 2029, 294.68648, 2030, 340.68469, 2031, 391.56194, 2032, 447.84069, 2033, 509.63012, 2034, 576.26026, 2035, 646.07337, 2036, 716.65916, 2037, 785.51092, 2038, 850.66889, 2039, 910.91741, 2040, 965.55245, 2041, 1014.10272, 2042, 1056.29031, 2043, 1092.16869, 2044, 1122.20817, 2045, 1147.2173, 2046, 1168.16209, 2047, 1185.99283, 2048, 1201.53698, 2049, 1215.45949, 2050, 1228.2669) | Interp(2018, 19.56718, 2019, 27.52381, 2020, 38.3411, 2021, 52.43694, 2022, 70.40695, 2023, 92.51043, 2024, 118.28692, 2025, 147.46127, 2026, 179.64998, 2027, 179.64998, 2028, 179.64998, 2029, 179.64998, 2030, 179.64998, 2031, 179.64998, 2032, 179.64998, 2033, 179.64998, 2034, 179.64998, 2035, 179.64998, 2036, 179.64998, 2037, 179.64998, 2038, 179.64998, 2039, 179.64998, 2040, 179.64998, 2041, 179.64998, 2042, 179.64998, 2043, 179.64998, 2044, 179.64998, 2045, 179.64998, 2046, 179.64998, 2047, 179.64998, 2048, 179.64998, 2049, 179.64998, 2050, 179.64998) | Interp(2018, 19.56718, 2019, 27.52381, 2020, 38.3411, 2021, 52.43694, 2022, 70.40695, 2023, 92.51043, 2024, 118.28692, 2025, 147.46127, 2026, 179.67884, 2027, 214.77163, 2028, 252.97724, 2029, 294.78605, 2030, 340.83511, 2031, 391.78918, 2032, 448.18391, 2033, 510.14838, 2034, 577.04251, 2035, 647.25338, 2036, 718.43762, 2037, 788.18781, 2038, 854.69027, 2039, 916.94132, 2040, 974.53834, 2041, 1027.42573, 2042, 1075.87221, 2043, 1120.59827, 2044, 1162.79216, 2045, 1203.86821, 2046, 1245.02367, 2047, 1286.77966, 2048, 1328.74097, 2049, 1369.75046, 2050, 1408.39549) | Interp(2018, 19.56718, 2019, 27.52381, 2020, 38.3411, 2021, 52.43694, 2022, 70.40695, 2023, 92.51043, 2024, 118.28692, 2025, 147.46127, 2026, 179.96952, 2027, 215.21066, 2028, 253.64012, 2029, 295.78648, 2030, 342.34402, 2031, 394.0628, 2032, 451.60492, 2033, 515.28496, 2034, 584.73102, 2035, 658.70924, 2036, 735.39385, 2037, 813.04679, 2038, 890.64628, 2039, 967.98621, 2040, 1045.21439, 2041, 1122.1847, 2042, 1198.01576, 2043, 1271.04168, 2044, 1339.17059, 2045, 1400.51234, 2046, 1453.96127, 2047, 1499.42637, 2048, 1537.65969, 2049, 1569.88011, 2050, 1597.41722) | Interp(2018, 19.56718, 2019, 27.52381, 2020, 38.3411, 2021, 52.43694, 2022, 70.40695, 2023, 92.51043, 2024, 118.28692, 2025, 147.46127, 2026, 179.96952, 2027, 215.21066, 2028, 253.64012, 2029, 295.78648, 2030, 342.34402, 2031, 394.0628, 2032, 451.60492, 2033, 515.28496, 2034, 584.73102, 2035, 658.70924, 2036, 735.39385, 2037, 813.04679, 2038, 890.64628, 2039, 967.98621, 2040, 1045.21439, 2041, 1122.1847, 2042, 1198.01576, 2043, 1271.04168, 2044, 1339.17059, 2045, 1400.51234, 2046, 1453.96127, 2047, 1499.42637, 2048, 1537.65969, 2049, 1569.88011, 2050, 1597.41722) | MW
First simulation year (SSEG) | FirstScenarioYear | FirstScenarioYear | FirstScenarioYear | FirstScenarioYear | FirstScenarioYear | FirstScenarioYear
Fixed OM cost (SSEG) | 0 | 0 | 0 | 0 | 0 | 0 | USD/MW
Historical production (SSEG) (GWh) | Interp(2018, 33.27468, 2019, 52.43596, 2020, 85.02386, 2021, 125.35525, 2022, 169.60131, 2023, 207.78650) | Interp(2018, 33.27468, 2019, 52.43596, 2020, 85.02386, 2021, 125.35525, 2022, 169.60131, 2023, 207.78650) | Interp(2018, 33.27468, 2019, 52.43596, 2020, 85.02386, 2021, 125.35525, 2022, 169.60131, 2023, 207.78650) | Interp(2018, 33.27468, 2019, 52.43596, 2020, 85.02386, 2021, 125.35525, 2022, 169.60131, 2023, 207.78650) | Interp(2018, 33.27468, 2019, 52.43596, 2020, 85.02386, 2021, 125.35525, 2022, 169.60131, 2023, 207.78650) | Interp(2018, 33.27468, 2019, 52.43596, 2020, 85.02386, 2021, 125.35525, 2022, 169.60131, 2023, 207.78650) | GWh
Interest rate (SSEG) | DiscountRate | DiscountRate | DiscountRate | DiscountRate | DiscountRate | DiscountRate | %/year
Lifetime (SSEG) | 20 | 20 | 20 | 20 | 20 | 20 | Years
Maximum availability (SSEG) | 19.6 | 19.6 | 19.6 | 19.6 | 19.6 | 19.6 | Percent
Minimum availability (SSEG) | 0 | 0 | 0 | 0 | 0 | 0 | Percent
Process efficiency | 100 | 100 | 100 | 100 | 100 | 100 | Percent
Process share
Salvage value (SSEG) | 0 | 0 | 0 | 0 | 0 | 0 | USD/MW
Stranded cost (SSEG) | 0 | 0 | 0 | 0 | 0 | 0 | USD
Variable OM cost (SSEG) | 0 | 0 | 0 | 0 | 0 | 0 | USD
Feedstock fuels
Feedstock fuel share (Solar; Solar) | 100 | 100 | 100 | 100 | 100 | 100 | Percent
Fuel cost (Solar) | 0 | 0 | 0 | 0 | 0 | 0 | USD/GJ
Auxiliary fuels
Transmission and distribution
Processes
Losses (Electricity; Electricity) | Interp(2018, 10.63%, 2019, 10.89%, 2020, 12.54%, 2021, 10.79%, 2022, 11.05%, 2023, 10.59%) | 10.59% | 10.59% | 10.59% | 10.59% | 10.59% | %
Feedstock fuel share (Electricity; Electricity) | 100 | 100 | 100 | 100 | 100 | 100 | Percent
Electricity generation
Module costs (Electricity generation) | 0 | 0 | 0 | 0 | 0 | 0 | USD
Optimize (Electricity generation) | No | No | No | No | No | No
Peak load ratio (Electricity generation) | 100 | 100 | 100 | 100 | 100 | 100 | Percent
Output fuels
Export target (Electricity) | 0 | 0 | 0 | 0 | 0 | 0 | GJ
Import target (Electricity) | 0 | 0 | 0 | 0 | 0 | 0 | MWh
Output price (Electricity) | 0 | 0 | 0 | 0 | 0 | 0 | USD/kWh
Shortfall rule (Electricity) | RequirementsRemainUnmet | RequirementsRemainUnmet | RequirementsRemainUnmet | RequirementsRemainUnmet | RequirementsRemainUnmet | RequirementsRemainUnmet
Surplus rule (Electricity) | SurplusExported | SurplusExported | SurplusExported | SurplusExported | SurplusExported | SurplusExported
Usage rule (Electricity) | DomesticPriority | DomesticPriority | DomesticPriority | DomesticPriority | DomesticPriority | DomesticPriority
Processes
Capacity credit (Eskom coal) | 100 | 100 | 100 | 100 | 100 | 100 | Percent
Capacity credit (Eskom nuclear) | 100 | 100 | 100 | 100 | 100 | 100 | Percent
Capacity credit (Eskom OCGT) | 100 | 100 | 100 | 100 | 100 | 100 | Percent
Capacity credit (Eskom hydro) | 100 | 100 | 100 | 100 | 100 | 100 | Percent
Capacity credit (Eskom wind) | 100 | 100 | 100 | 100 | 100 | 100 | Percent
Capacity credit (Eskom IPP solar) | 100 | 100 | 100 | 100 | 100 | 100 | Percent
Capacity credit (Eskom IPP OCGT) | 100 | 100 | 100 | 100 | 100 | 100 | Percent
Capacity credit (Eskom IPP wind) | 100 | 100 | 100 | 100 | 100 | 100 | Percent
Capacity credit (Eskom IPP renewables) | 100 | 100 | 100 | 100 | 100 | 100 | Percent
Capacity credit (Eskom IPP non renewables) | 100 | 100 | 100 | 100 | 100 | 100 | Percent
Capacity credit (Cape Town AGT) | 100 | 100 | 100 | 100 | 100 | 100 | Percent
Capacity credit (Cape Town SPS) | 100 | 100 | 100 | 100 | 100 | 100 | Percent
Capacity credit (Cape Town RGT) | 100 | 100 | 100 | 100 | 100 | 100 | Percent
Capacity credit (Cape Town IPP Solar) | 100 | 100 | 100 | 100 | 100 | 100 | Percent
Capacity credit (Cape Town IPP Wind) | 100 | 100 | 100 | 100 | 100 | 100 | Percent
Capital cost (Eskom coal) | 0 | 0 | 0 | 0 | 0 | 0 | USD/MW
Capital cost (Eskom nuclear) | 0 | 0 | 0 | 0 | 0 | 0 | USD/MW
Capital cost (Eskom OCGT) | 0 | 0 | 0 | 0 | 0 | 0 | USD/MW
Capital cost (Eskom hydro) | 0 | 0 | 0 | 0 | 0 | 0 | USD/MW
Capital cost (Eskom wind) | 0 | 0 | 0 | 0 | 0 | 0 | USD/MW
Capital cost (Eskom IPP solar) | 0 | 0 | 0 | 0 | 0 | 0 | USD/MW
Capital cost (Eskom IPP OCGT) | 0 | 0 | 0 | 0 | 0 | 0 | USD/MW
Capital cost (Eskom IPP wind) | 0 | 0 | 0 | 0 | 0 | 0 | USD/MW
Capital cost (Eskom IPP renewables) | 0 | 0 | 0 | 0 | 0 | 0 | USD/MW
Capital cost (Eskom IPP non renewables) | 0 | 0 | 0 | 0 | 0 | 0 | USD/MW
Capital cost (Cape Town AGT) | 0 | 0 | 0 | 0 | 0 | 0 | USD/MW
Capital cost (Cape Town SPS) | 0 | 0 | 0 | 0 | 0 | 0 | USD/MW
Capital cost (Cape Town RGT) | 0 | 0 | 0 | 0 | 0 | 0 | USD/MW
Capital cost (Cape Town IPP Solar) | 0 | 0 | 0 | 0 | 0 | 0 | USD/MW
Capital cost (Cape Town IPP Wind) | 0 | 0 | 0 | 0 | 0 | 0 | USD/MW
Dispatch rule (Eskom coal) | RunningCost | RunningCost | RunningCost | RunningCost | RunningCost | RunningCost
Dispatch rule (Eskom nuclear) | RunningCost | RunningCost | RunningCost | RunningCost | RunningCost | RunningCost
Dispatch rule (Eskom OCGT) | RunningCost | RunningCost | RunningCost | RunningCost | RunningCost | RunningCost
Dispatch rule (Eskom hydro) | RunningCost | RunningCost | RunningCost | RunningCost | RunningCost | RunningCost
Dispatch rule (Eskom wind) | RunningCost | RunningCost | RunningCost | RunningCost | RunningCost | RunningCost
Dispatch rule (Eskom IPP solar) | RunningCost | RunningCost | RunningCost | RunningCost | RunningCost | RunningCost
Dispatch rule (Eskom IPP OCGT) | RunningCost | RunningCost | RunningCost | RunningCost | RunningCost | RunningCost
Dispatch rule (Eskom IPP wind) | RunningCost | RunningCost | RunningCost | RunningCost | RunningCost | RunningCost
Dispatch rule (Eskom IPP renewables) | RunningCost | RunningCost | RunningCost | RunningCost | RunningCost | RunningCost
Dispatch rule (Eskom IPP non renewables) | RunningCost | RunningCost | RunningCost | RunningCost | RunningCost | RunningCost
Dispatch rule (Cape Town AGT) | RunningCost | RunningCost | RunningCost | RunningCost | RunningCost | RunningCost
Dispatch rule (Cape Town SPS) | RunningCost | RunningCost | RunningCost | RunningCost | RunningCost | RunningCost
Dispatch rule (Cape Town RGT) | RunningCost | RunningCost | RunningCost | RunningCost | RunningCost | RunningCost
Dispatch rule (Cape Town IPP Solar) | RunningCost | RunningCost | RunningCost | RunningCost | RunningCost | RunningCost
Dispatch rule (Cape Town IPP Wind) | RunningCost | RunningCost | RunningCost | RunningCost | RunningCost | RunningCost
Endogenous capacity (Eskom coal)
Endogenous capacity (Eskom nuclear)
Endogenous capacity (Eskom OCGT)
Endogenous capacity (Eskom hydro)
Endogenous capacity (Eskom wind)
Endogenous capacity (Eskom IPP solar)
Endogenous capacity (Eskom IPP OCGT)
Endogenous capacity (Eskom IPP wind)
Endogenous capacity (Eskom IPP renewables)
Endogenous capacity (Eskom IPP non renewables)
Endogenous capacity (Cape Town AGT)
Endogenous capacity (Cape Town SPS)
Endogenous capacity (Cape Town RGT)
Endogenous capacity (Cape Town IPP Solar)
Endogenous capacity (Cape Town IPP Wind)
Exogenous capacity (Eskom coal) | Interp(2018, 1323.35, 2019, 1322.44, 2020, 1275.55, 2021, 1268.21, 2022, 1243.34, 2023, 1309.32, 2024, 1241.26) | Interp(2024, 1241, 2025, 1242, 2026, 1191, 2027, 1147, 2028, 1131, 2029, 1077, 2030, 926, 2031, 850, 2032, 831, 2033, 774, 2034, 736, 2035, 736, 2036, 716, 2037, 677, 2038, 619, 2039, 578, 2040, 540, 2041, 479, 2042, 417, 2043, 395, 2044, 373, 2045, 373, 2046, 352, 2047, 332, 2048, 311, 2049, 288, 2050, 265) | Interp(2024, 1241, 2025, 1242, 2026, 1191, 2027, 1147, 2028, 1131, 2029, 1077, 2030, 926, 2031, 850, 2032, 831, 2033, 774, 2034, 736, 2035, 736, 2036, 716, 2037, 677, 2038, 619, 2039, 578, 2040, 540, 2041, 479, 2042, 417, 2043, 395, 2044, 373, 2045, 373, 2046, 352, 2047, 332, 2048, 311, 2049, 288, 2050, 265) | Interp(2024, 1241, 2025, 1242, 2026, 1191, 2027, 1147, 2028, 1131, 2029, 1077, 2030, 926, 2031, 850, 2032, 831, 2033, 774, 2034, 736, 2035, 736, 2036, 716, 2037, 677, 2038, 619, 2039, 578, 2040, 540, 2041, 479, 2042, 417, 2043, 395, 2044, 373, 2045, 373, 2046, 352, 2047, 332, 2048, 311, 2049, 288, 2050, 265) | Interp(2024, 1241, 2025, 1242, 2026, 1191, 2027, 1147, 2028, 1131, 2029, 1077, 2030, 926, 2031, 850, 2032, 831, 2033, 774, 2034, 736, 2035, 736, 2036, 716, 2037, 677, 2038, 619, 2039, 578, 2040, 540, 2041, 479, 2042, 417, 2043, 395, 2044, 373, 2045, 373, 2046, 352, 2047, 332, 2048, 311, 2049, 288, 2050, 265) | Interp(2024, 1241, 2025, 1242, 2026, 1191, 2027, 1147, 2028, 1131, 2029, 1077, 2030, 926, 2031, 850, 2032, 831, 2033, 774, 2034, 736, 2035, 736, 2036, 716, 2037, 677, 2038, 619, 2039, 578, 2040, 540, 2041, 479, 2042, 417, 2043, 395, 2044, 373, 2045, 373, 2046, 352, 2047, 332, 2048, 311, 2049, 288, 2050, 265) | MW
Exogenous capacity (Eskom nuclear) | Interp(2018, 65.00, 2019, 67.43, 2020, 63.40, 2021, 60.84, 2022, 58.42, 2023, 62.09, 2024, 58.86) | Interp(2024, 59, 2025, 59, 2026, 59, 2027, 59, 2028, 59, 2029, 59, 2030, 59, 2031, 59, 2032, 59, 2033, 59, 2034, 59, 2035, 59, 2036, 59, 2037, 59, 2038, 59, 2039, 59, 2040, 59, 2041, 59, 2042, 59, 2043, 59, 2044, 59, 2045, 59, 2046, 59, 2047, 59, 2048, 59, 2049, 59, 2050, 59) | Interp(2024, 59, 2025, 59, 2026, 59, 2027, 59, 2028, 59, 2029, 59, 2030, 59, 2031, 59, 2032, 59, 2033, 59, 2034, 59, 2035, 59, 2036, 59, 2037, 59, 2038, 59, 2039, 59, 2040, 59, 2041, 59, 2042, 59, 2043, 59, 2044, 59, 2045, 59, 2046, 59, 2047, 59, 2048, 59, 2049, 59, 2050, 59) | Interp(2024, 59, 2025, 59, 2026, 59, 2027, 59, 2028, 59, 2029, 59, 2030, 59, 2031, 59, 2032, 59, 2033, 59, 2034, 59, 2035, 59, 2036, 59, 2037, 59, 2038, 59, 2039, 59, 2040, 59, 2041, 59, 2042, 59, 2043, 59, 2044, 59, 2045, 59, 2046, 59, 2047, 59, 2048, 59, 2049, 59, 2050, 59) | Interp(2024, 59, 2025, 59, 2026, 59, 2027, 59, 2028, 59, 2029, 59, 2030, 59, 2031, 59, 2032, 59, 2033, 59, 2034, 59, 2035, 59, 2036, 59, 2037, 59, 2038, 59, 2039, 59, 2040, 59, 2041, 59, 2042, 59, 2043, 59, 2044, 59, 2045, 59, 2046, 59, 2047, 59, 2048, 59, 2049, 59, 2050, 59) | Interp(2024, 59, 2025, 59, 2026, 59, 2027, 59, 2028, 59, 2029, 59, 2030, 59, 2031, 59, 2032, 59, 2033, 59, 2034, 59, 2035, 59, 2036, 59, 2037, 59, 2038, 59, 2039, 59, 2040, 59, 2041, 59, 2042, 59, 2043, 59, 2044, 59, 2045, 59, 2046, 59, 2047, 59, 2048, 59, 2049, 59, 2050, 59) | MW
Exogenous capacity (Eskom OCGT) | Interp(2018, 84.19, 2019, 87.33, 2020, 82.11, 2021, 78.79, 2022, 75.91, 2023, 80.67, 2024, 76.48) | Interp(2024, 76, 2025, 76, 2026, 76, 2027, 76, 2028, 172, 2029, 172, 2030, 215, 2031, 270, 2032, 325, 2033, 380, 2034, 435, 2035, 490, 2036, 526, 2037, 563, 2038, 600, 2039, 636, 2040, 673, 2041, 733, 2042, 793, 2043, 853, 2044, 914, 2045, 974, 2046, 1034, 2047, 1094, 2048, 1155, 2049, 1215, 2050, 1275) | Interp(2024, 76, 2025, 76, 2026, 76, 2027, 76, 2028, 172, 2029, 172, 2030, 215, 2031, 270, 2032, 325, 2033, 380, 2034, 435, 2035, 490, 2036, 526, 2037, 563, 2038, 600, 2039, 636, 2040, 673, 2041, 733, 2042, 793, 2043, 853, 2044, 914, 2045, 974, 2046, 1034, 2047, 1094, 2048, 1155, 2049, 1215, 2050, 1275) | Interp(2024, 76, 2025, 76, 2026, 76, 2027, 76, 2028, 172, 2029, 172, 2030, 215, 2031, 270, 2032, 325, 2033, 380, 2034, 435, 2035, 490, 2036, 526, 2037, 563, 2038, 600, 2039, 636, 2040, 673, 2041, 733, 2042, 793, 2043, 853, 2044, 914, 2045, 974, 2046, 1034, 2047, 1094, 2048, 1155, 2049, 1215, 2050, 1275) | Interp(2024, 76, 2025, 76, 2026, 76, 2027, 76, 2028, 172, 2029, 172, 2030, 215, 2031, 270, 2032, 325, 2033, 380, 2034, 435, 2035, 490, 2036, 526, 2037, 563, 2038, 600, 2039, 636, 2040, 673, 2041, 733, 2042, 793, 2043, 853, 2044, 914, 2045, 974, 2046, 1034, 2047, 1094, 2048, 1155, 2049, 1215, 2050, 1275) | Interp(2024, 76, 2025, 76, 2026, 76, 2027, 76, 2028, 172, 2029, 172, 2030, 215, 2031, 270, 2032, 325, 2033, 380, 2034, 435, 2035, 490, 2036, 526, 2037, 563, 2038, 600, 2039, 636, 2040, 673, 2041, 733, 2042, 793, 2043, 853, 2044, 914, 2045, 974, 2046, 1034, 2047, 1094, 2048, 1155, 2049, 1215, 2050, 1275) | MW
Exogenous capacity (Eskom hydro) | Interp(2018, 116.16, 2019, 120.50, 2020, 113.29, 2021, 108.72, 2022, 104.81, 2023, 111.38, 2024, 105.59) | Interp(2024, 106, 2025, 106, 2026, 106, 2027, 106, 2028, 106, 2029, 106, 2030, 106, 2031, 106, 2032, 106, 2033, 106, 2034, 106, 2035, 106, 2036, 106, 2037, 106, 2038, 106, 2039, 106, 2040, 106, 2041, 106, 2042, 106, 2043, 106, 2044, 106, 2045, 106, 2046, 106, 2047, 106, 2048, 106, 2049, 106, 2050, 106) | Interp(2024, 106, 2025, 106, 2026, 106, 2027, 106, 2028, 106, 2029, 106, 2030, 106, 2031, 106, 2032, 106, 2033, 106, 2034, 106, 2035, 106, 2036, 106, 2037, 106, 2038, 106, 2039, 106, 2040, 106, 2041, 106, 2042, 106, 2043, 106, 2044, 106, 2045, 106, 2046, 106, 2047, 106, 2048, 106, 2049, 106, 2050, 106) | Interp(2024, 106, 2025, 106, 2026, 106, 2027, 106, 2028, 106, 2029, 106, 2030, 106, 2031, 106, 2032, 106, 2033, 106, 2034, 106, 2035, 106, 2036, 106, 2037, 106, 2038, 106, 2039, 106, 2040, 106, 2041, 106, 2042, 106, 2043, 106, 2044, 106, 2045, 106, 2046, 106, 2047, 106, 2048, 106, 2049, 106, 2050, 106) | Interp(2024, 106, 2025, 106, 2026, 106, 2027, 106, 2028, 106, 2029, 106, 2030, 106, 2031, 106, 2032, 106, 2033, 106, 2034, 106, 2035, 106, 2036, 106, 2037, 106, 2038, 106, 2039, 106, 2040, 106, 2041, 106, 2042, 106, 2043, 106, 2044, 106, 2045, 106, 2046, 106, 2047, 106, 2048, 106, 2049, 106, 2050, 106) | Interp(2024, 106, 2025, 106, 2026, 106, 2027, 106, 2028, 106, 2029, 106, 2030, 106, 2031, 106, 2032, 106, 2033, 106, 2034, 106, 2035, 106, 2036, 106, 2037, 106, 2038, 106, 2039, 106, 2040, 106, 2041, 106, 2042, 106, 2043, 106, 2044, 106, 2045, 106, 2046, 106, 2047, 106, 2048, 106, 2049, 106, 2050, 106) | MW
Exogenous capacity (Eskom wind) | Interp(2018, 3.49, 2019, 3.63, 2020, 3.41, 2021, 3.27, 2022, 3.15, 2023, 3.35, 2024, 3.17) | Interp(2024, 3, 2025, 24, 2026, 28, 2027, 50, 2028, 50, 2029, 97, 2030, 145, 2031, 200, 2032, 254, 2033, 309, 2034, 363, 2035, 418, 2036, 472, 2037, 527, 2038, 582, 2039, 636, 2040, 691, 2041, 769, 2042, 847, 2043, 926, 2044, 1004, 2045, 1083, 2046, 1161, 2047, 1239, 2048, 1318, 2049, 1396, 2050, 1474) | Interp(2024, 3, 2025, 24, 2026, 28, 2027, 50, 2028, 50, 2029, 97, 2030, 145, 2031, 200, 2032, 254, 2033, 309, 2034, 363, 2035, 418, 2036, 472, 2037, 527, 2038, 582, 2039, 636, 2040, 691, 2041, 769, 2042, 847, 2043, 926, 2044, 1004, 2045, 1083, 2046, 1161, 2047, 1239, 2048, 1318, 2049, 1396, 2050, 1474) | Interp(2024, 3, 2025, 24, 2026, 28, 2027, 50, 2028, 50, 2029, 97, 2030, 145, 2031, 200, 2032, 254, 2033, 309, 2034, 363, 2035, 418, 2036, 472, 2037, 527, 2038, 582, 2039, 636, 2040, 691, 2041, 769, 2042, 847, 2043, 926, 2044, 1004, 2045, 1083, 2046, 1161, 2047, 1239, 2048, 1318, 2049, 1396, 2050, 1474) | Interp(2024, 3, 2025, 24, 2026, 28, 2027, 50, 2028, 50, 2029, 97, 2030, 145, 2031, 200, 2032, 254, 2033, 309, 2034, 363, 2035, 418, 2036, 472, 2037, 527, 2038, 582, 2039, 636, 2040, 691, 2041, 769, 2042, 847, 2043, 926, 2044, 1004, 2045, 1083, 2046, 1161, 2047, 1239, 2048, 1318, 2049, 1396, 2050, 1474) | Interp(2024, 3, 2025, 24, 2026, 28, 2027, 50, 2028, 50, 2029, 97, 2030, 145, 2031, 200, 2032, 254, 2033, 309, 2034, 363, 2035, 418, 2036, 472, 2037, 527, 2038, 582, 2039, 636, 2040, 691, 2041, 769, 2042, 847, 2043, 926, 2044, 1004, 2045, 1083, 2046, 1161, 2047, 1239, 2048, 1318, 2049, 1396, 2050, 1474) | MW
Exogenous capacity (Eskom IPP solar) | Interp(2018, 61.99, 2019, 71.56, 2020, 74.95, 2021, 86.91, 2022, 85.46, 2023, 90.82, 2024, 93.24) | Interp(2024, 88, 2025, 159, 2026, 159, 2027, 159, 2028, 175, 2029, 190, 2030, 206, 2031, 235, 2032, 263, 2033, 292, 2034, 321, 2035, 349, 2036, 378, 2037, 406, 2038, 435, 2039, 463, 2040, 492, 2041, 521, 2042, 549, 2043, 578, 2044, 606, 2045, 635, 2046, 663, 2047, 692, 2048, 720, 2049, 749, 2050, 778) | Interp(2024, 88, 2025, 159, 2026, 159, 2027, 159, 2028, 175, 2029, 190, 2030, 206, 2031, 235, 2032, 263, 2033, 292, 2034, 321, 2035, 349, 2036, 378, 2037, 406, 2038, 435, 2039, 463, 2040, 492, 2041, 521, 2042, 549, 2043, 578, 2044, 606, 2045, 635, 2046, 663, 2047, 692, 2048, 720, 2049, 749, 2050, 778) | Interp(2024, 88, 2025, 159, 2026, 159, 2027, 159, 2028, 175, 2029, 190, 2030, 206, 2031, 235, 2032, 263, 2033, 292, 2034, 321, 2035, 349, 2036, 378, 2037, 406, 2038, 435, 2039, 463, 2040, 492, 2041, 521, 2042, 549, 2043, 578, 2044, 606, 2045, 635, 2046, 663, 2047, 692, 2048, 720, 2049, 749, 2050, 778) | Interp(2024, 88, 2025, 159, 2026, 159, 2027, 159, 2028, 175, 2029, 190, 2030, 206, 2031, 235, 2032, 263, 2033, 292, 2034, 321, 2035, 349, 2036, 378, 2037, 406, 2038, 435, 2039, 463, 2040, 492, 2041, 521, 2042, 549, 2043, 578, 2044, 606, 2045, 635, 2046, 663, 2047, 692, 2048, 720, 2049, 749, 2050, 778) | Interp(2024, 88, 2025, 159, 2026, 159, 2027, 159, 2028, 175, 2029, 190, 2030, 206, 2031, 235, 2032, 263, 2033, 292, 2034, 321, 2035, 349, 2036, 378, 2037, 406, 2038, 435, 2039, 463, 2040, 492, 2041, 521, 2042, 549, 2043, 578, 2044, 606, 2045, 635, 2046, 663, 2047, 692, 2048, 720, 2049, 749, 2050, 778) | MW
Exogenous capacity (Eskom IPP OCGT) | Interp(2018, 35.12, 2019, 36.43, 2020, 34.25, 2021, 32.87, 2022, 31.67, 2023, 33.65, 2024, 31.91) | Interp(2024, 32, 2025, 71, 2026, 71, 2027, 102, 2028, 134, 2029, 134, 2030, 166, 2031, 166, 2032, 166, 2033, 166, 2034, 166, 2035, 166, 2036, 166, 2037, 166, 2038, 166, 2039, 166, 2040, 166, 2041, 166, 2042, 166, 2043, 166, 2044, 166, 2045, 166, 2046, 166, 2047, 166, 2048, 166, 2049, 166, 2050, 166) | Interp(2024, 32, 2025, 71, 2026, 71, 2027, 102, 2028, 134, 2029, 134, 2030, 166, 2031, 166, 2032, 166, 2033, 166, 2034, 166, 2035, 166, 2036, 166, 2037, 166, 2038, 166, 2039, 166, 2040, 166, 2041, 166, 2042, 166, 2043, 166, 2044, 166, 2045, 166, 2046, 166, 2047, 166, 2048, 166, 2049, 166, 2050, 166) | Interp(2024, 32, 2025, 71, 2026, 71, 2027, 102, 2028, 134, 2029, 134, 2030, 166, 2031, 166, 2032, 166, 2033, 166, 2034, 166, 2035, 166, 2036, 166, 2037, 166, 2038, 166, 2039, 166, 2040, 166, 2041, 166, 2042, 166, 2043, 166, 2044, 166, 2045, 166, 2046, 166, 2047, 166, 2048, 166, 2049, 166, 2050, 166) | Interp(2024, 32, 2025, 71, 2026, 71, 2027, 102, 2028, 134, 2029, 134, 2030, 166, 2031, 166, 2032, 166, 2033, 166, 2034, 166, 2035, 166, 2036, 166, 2037, 166, 2038, 166, 2039, 166, 2040, 166, 2041, 166, 2042, 166, 2043, 166, 2044, 166, 2045, 166, 2046, 166, 2047, 166, 2048, 166, 2049, 166, 2050, 166) | Interp(2024, 32, 2025, 71, 2026, 71, 2027, 102, 2028, 134, 2029, 134, 2030, 166, 2031, 166, 2032, 166, 2033, 166, 2034, 166, 2035, 166, 2036, 166, 2037, 166, 2038, 166, 2039, 166, 2040, 166, 2041, 166, 2042, 166, 2043, 166, 2044, 166, 2045, 166, 2046, 166, 2047, 166, 2048, 166, 2049, 166, 2050, 166) | MW
Exogenous capacity (Eskom IPP wind) | Interp(2018, 69.12, 2019, 71.78, 2020, 67.49, 2021, 78.34, 2022, 96.52, 2023, 111.91, 2024, 106.10) | Interp(2024, 106, 2025, 106, 2026, 106, 2027, 106, 2028, 106, 2029, 106, 2030, 106, 2031, 106, 2032, 106, 2033, 106, 2034, 106, 2035, 106, 2036, 106, 2037, 106, 2038, 106, 2039, 106, 2040, 106, 2041, 106, 2042, 106, 2043, 106, 2044, 106, 2045, 106, 2046, 106, 2047, 106, 2048, 106, 2049, 106, 2050, 106) | Interp(2024, 106, 2025, 106, 2026, 106, 2027, 106, 2028, 106, 2029, 106, 2030, 106, 2031, 106, 2032, 106, 2033, 106, 2034, 106, 2035, 106, 2036, 106, 2037, 106, 2038, 106, 2039, 106, 2040, 106, 2041, 106, 2042, 106, 2043, 106, 2044, 106, 2045, 106, 2046, 106, 2047, 106, 2048, 106, 2049, 106, 2050, 106) | Interp(2024, 106, 2025, 106, 2026, 106, 2027, 106, 2028, 106, 2029, 106, 2030, 106, 2031, 106, 2032, 106, 2033, 106, 2034, 106, 2035, 106, 2036, 106, 2037, 106, 2038, 106, 2039, 106, 2040, 106, 2041, 106, 2042, 106, 2043, 106, 2044, 106, 2045, 106, 2046, 106, 2047, 106, 2048, 106, 2049, 106, 2050, 106) | Interp(2024, 106, 2025, 106, 2026, 106, 2027, 106, 2028, 106, 2029, 106, 2030, 106, 2031, 106, 2032, 106, 2033, 106, 2034, 106, 2035, 106, 2036, 106, 2037, 106, 2038, 106, 2039, 106, 2040, 106, 2041, 106, 2042, 106, 2043, 106, 2044, 106, 2045, 106, 2046, 106, 2047, 106, 2048, 106, 2049, 106, 2050, 106) | Interp(2024, 106, 2025, 106, 2026, 106, 2027, 106, 2028, 106, 2029, 106, 2030, 106, 2031, 106, 2032, 106, 2033, 106, 2034, 106, 2035, 106, 2036, 106, 2037, 106, 2038, 106, 2039, 106, 2040, 106, 2041, 106, 2042, 106, 2043, 106, 2044, 106, 2045, 106, 2046, 106, 2047, 106, 2048, 106, 2049, 106, 2050, 106) | MW
Exogenous capacity (Eskom IPP renewables) | Interp(2018, 0.77, 2019, 0.80, 2020, 0.75, 2021, 0.85, 2022, 1.61, 2023, 1.71, 2024, 1.62) | Interp(2024, 2, 2025, 2, 2026, 2, 2027, 2, 2028, 2, 2029, 2, 2030, 2, 2031, 2, 2032, 2, 2033, 2, 2034, 2, 2035, 2, 2036, 2, 2037, 2, 2038, 2, 2039, 2, 2040, 2, 2041, 2, 2042, 2, 2043, 2, 2044, 2, 2045, 2, 2046, 2, 2047, 2, 2048, 2, 2049, 2, 2050, 2) | Interp(2024, 2, 2025, 2, 2026, 2, 2027, 2, 2028, 2, 2029, 2, 2030, 2, 2031, 2, 2032, 2, 2033, 2, 2034, 2, 2035, 2, 2036, 2, 2037, 2, 2038, 2, 2039, 2, 2040, 2, 2041, 2, 2042, 2, 2043, 2, 2044, 2, 2045, 2, 2046, 2, 2047, 2, 2048, 2, 2049, 2, 2050, 2) | Interp(2024, 2, 2025, 2, 2026, 2, 2027, 2, 2028, 2, 2029, 2, 2030, 2, 2031, 2, 2032, 2, 2033, 2, 2034, 2, 2035, 2, 2036, 2, 2037, 2, 2038, 2, 2039, 2, 2040, 2, 2041, 2, 2042, 2, 2043, 2, 2044, 2, 2045, 2, 2046, 2, 2047, 2, 2048, 2, 2049, 2, 2050, 2) | Interp(2024, 2, 2025, 2, 2026, 2, 2027, 2, 2028, 2, 2029, 2, 2030, 2, 2031, 2, 2032, 2, 2033, 2, 2034, 2, 2035, 2, 2036, 2, 2037, 2, 2038, 2, 2039, 2, 2040, 2, 2041, 2, 2042, 2, 2043, 2, 2044, 2, 2045, 2, 2046, 2, 2047, 2, 2048, 2, 2049, 2, 2050, 2) | Interp(2024, 2, 2025, 2, 2026, 2, 2027, 2, 2028, 2, 2029, 2, 2030, 2, 2031, 2, 2032, 2, 2033, 2, 2034, 2, 2035, 2, 2036, 2, 2037, 2, 2038, 2, 2039, 2, 2040, 2, 2041, 2, 2042, 2, 2043, 2, 2044, 2, 2045, 2, 2046, 2, 2047, 2, 2048, 2, 2049, 2, 2050, 2) | MW
Exogenous capacity (Eskom IPP non renewables) | Interp(2018, 0.00, 2019, 0.00, 2020, 0.00, 2021, 0.00, 2022, 0.00, 2023, 0.00, 2024, 5.08) | Interp(2024, 5, 2025, 5, 2026, 5, 2027, 5, 2028, 5, 2029, 5, 2030, 5, 2031, 5, 2032, 5, 2033, 5, 2034, 5, 2035, 5, 2036, 5, 2037, 5, 2038, 5, 2039, 5, 2040, 5, 2041, 5, 2042, 5, 2043, 5, 2044, 5, 2045, 5, 2046, 5, 2047, 5, 2048, 5, 2049, 5, 2050, 5) | Interp(2024, 5, 2025, 5, 2026, 5, 2027, 5, 2028, 5, 2029, 5, 2030, 5, 2031, 5, 2032, 5, 2033, 5, 2034, 5, 2035, 5, 2036, 5, 2037, 5, 2038, 5, 2039, 5, 2040, 5, 2041, 5, 2042, 5, 2043, 5, 2044, 5, 2045, 5, 2046, 5, 2047, 5, 2048, 5, 2049, 5, 2050, 5) | Interp(2024, 5, 2025, 5, 2026, 5, 2027, 5, 2028, 5, 2029, 5, 2030, 5, 2031, 5, 2032, 5, 2033, 5, 2034, 5, 2035, 5, 2036, 5, 2037, 5, 2038, 5, 2039, 5, 2040, 5, 2041, 5, 2042, 5, 2043, 5, 2044, 5, 2045, 5, 2046, 5, 2047, 5, 2048, 5, 2049, 5, 2050, 5) | Interp(2024, 5, 2025, 5, 2026, 5, 2027, 5, 2028, 5, 2029, 5, 2030, 5, 2031, 5, 2032, 5, 2033, 5, 2034, 5, 2035, 5, 2036, 5, 2037, 5, 2038, 5, 2039, 5, 2040, 5, 2041, 5, 2042, 5, 2043, 5, 2044, 5, 2045, 5, 2046, 5, 2047, 5, 2048, 5, 2049, 5, 2050, 5) | Interp(2024, 5, 2025, 5, 2026, 5, 2027, 5, 2028, 5, 2029, 5, 2030, 5, 2031, 5, 2032, 5, 2033, 5, 2034, 5, 2035, 5, 2036, 5, 2037, 5, 2038, 5, 2039, 5, 2040, 5, 2041, 5, 2042, 5, 2043, 5, 2044, 5, 2045, 5, 2046, 5, 2047, 5, 2048, 5, 2049, 5, 2050, 5) | MW
Exogenous capacity (Cape Town AGT) | Interp(2018, 36.00, 2019, 36.00, 2020, 36.00, 2021, 36.00, 2022, 36.00, 2023, 36.00, 2024, 36.00, 2035,0) | Interp(2018, 36.00, 2019, 36.00, 2020, 36.00, 2021, 36.00, 2022, 36.00, 2023, 36.00, 2024, 36.00, 2035,0) | Interp(2018, 36.00, 2019, 36.00, 2020, 36.00, 2021, 36.00, 2022, 36.00, 2023, 36.00, 2024, 36.00, 2035,0) | Interp(2018, 36.00, 2019, 36.00, 2020, 36.00, 2021, 36.00, 2022, 36.00, 2023, 36.00, 2024, 36.00, 2035,0) | Interp(2018, 36.00, 2019, 36.00, 2020, 36.00, 2021, 36.00, 2022, 36.00, 2023, 36.00, 2024, 36.00, 2035,0) | Interp(2018, 36.00, 2019, 36.00, 2020, 36.00, 2021, 36.00, 2022, 36.00, 2023, 36.00, 2024, 36.00, 2035,0) | MW
Exogenous capacity (Cape Town SPS) | Interp(2018, 180.00, 2019, 180.00, 2020, 180.00, 2021, 180.00, 2022, 180.00, 2023, 180.00, 2024, 180.00) | Interp(2018, 180.00, 2019, 180.00, 2020, 180.00, 2021, 180.00, 2022, 180.00, 2023, 180.00, 2024, 180.00) | Interp(2018, 180.00, 2019, 180.00, 2020, 180.00, 2021, 180.00, 2022, 180.00, 2023, 180.00, 2024, 180.00) | Interp(2018, 180.00, 2019, 180.00, 2020, 180.00, 2021, 180.00, 2022, 180.00, 2023, 180.00, 2024, 180.00) | Interp(2018, 180.00, 2019, 180.00, 2020, 180.00, 2021, 180.00, 2022, 180.00, 2023, 180.00, 2024, 180.00) | Interp(2018, 180.00, 2019, 180.00, 2020, 180.00, 2021, 180.00, 2022, 180.00, 2023, 180.00, 2024, 180.00) | MW
Exogenous capacity (Cape Town RGT) | Interp(2018, 42.00, 2019, 42.00, 2020, 42.00, 2021, 42.00, 2022, 42.00, 2023, 42.00, 2024, 42.00, 2035, 0) | Interp(2018, 42.00, 2019, 42.00, 2020, 42.00, 2021, 42.00, 2022, 42.00, 2023, 42.00, 2024, 42.00, 2035, 0) | Interp(2018, 42.00, 2019, 42.00, 2020, 42.00, 2021, 42.00, 2022, 42.00, 2023, 42.00, 2024, 42.00, 2035, 0) | Interp(2018, 42.00, 2019, 42.00, 2020, 42.00, 2021, 42.00, 2022, 42.00, 2023, 42.00, 2024, 42.00, 2035, 0) | Interp(2018, 42.00, 2019, 42.00, 2020, 42.00, 2021, 42.00, 2022, 42.00, 2023, 42.00, 2024, 42.00, 2035, 0) | Interp(2018, 42.00, 2019, 42.00, 2020, 42.00, 2021, 42.00, 2022, 42.00, 2023, 42.00, 2024, 42.00, 2035, 0) | MW
Exogenous capacity (Cape Town IPP Solar) | Interp(2026, 50.00, 2028, 100.00, 2032, 200.00, 2035, 300.00) | Interp(2024, 0, 2025, 29, 2026, 43, 2027, 57, 2028, 71, 2029, 86, 2030, 100, 2031, 110, 2032, 120, 2033, 130, 2034, 140, 2035, 150, 2036, 160, 2037, 170, 2038, 180, 2039, 190, 2040, 200, 2041, 200, 2042, 200, 2043, 200, 2044, 200, 2045, 200, 2046, 200, 2047, 200, 2048, 200, 2049, 200, 2050, 200) | Interp(2024, 0, 2025, 29, 2026, 43, 2027, 57, 2028, 71, 2029, 86, 2030, 100, 2031, 110, 2032, 120, 2033, 130, 2034, 140, 2035, 150, 2036, 160, 2037, 170, 2038, 180, 2039, 190, 2040, 200, 2041, 200, 2042, 200, 2043, 200, 2044, 200, 2045, 200, 2046, 200, 2047, 200, 2048, 200, 2049, 200, 2050, 200) | Interp(2024, 0, 2025, 29, 2026, 43, 2027, 57, 2028, 71, 2029, 86, 2030, 100, 2031, 110, 2032, 120, 2033, 130, 2034, 140, 2035, 150, 2036, 160, 2037, 170, 2038, 180, 2039, 190, 2040, 200, 2041, 200, 2042, 200, 2043, 200, 2044, 200, 2045, 200, 2046, 200, 2047, 200, 2048, 200, 2049, 200, 2050, 200) | Interp(2024, 0, 2025, 29, 2026, 43, 2027, 57, 2028, 71, 2029, 86, 2030, 100, 2031, 110, 2032, 120, 2033, 130, 2034, 140, 2035, 150, 2036, 160, 2037, 170, 2038, 180, 2039, 190, 2040, 200, 2041, 200, 2042, 200, 2043, 200, 2044, 200, 2045, 200, 2046, 200, 2047, 200, 2048, 200, 2049, 200, 2050, 200) | Interp(2024, 0, 2025, 29, 2026, 43, 2027, 57, 2028, 71, 2029, 86, 2030, 100, 2031, 110, 2032, 120, 2033, 130, 2034, 140, 2035, 150, 2036, 160, 2037, 170, 2038, 180, 2039, 190, 2040, 200, 2041, 200, 2042, 200, 2043, 200, 2044, 200, 2045, 200, 2046, 200, 2047, 200, 2048, 200, 2049, 200, 2050, 200) | MW
Exogenous capacity (Cape Town IPP Wind) | Interp(2026, 100.00, 2028, 200.00, 2032, 500.00, 2035, 800.00) | Interp(2024, 0, 2025, 57, 2026, 86, 2027, 114, 2028, 143, 2029, 171, 2030, 200, 2031, 240, 2032, 280, 2033, 320, 2034, 360, 2035, 400, 2036, 440, 2037, 480, 2038, 520, 2039, 560, 2040, 600, 2041, 600, 2042, 600, 2043, 600, 2044, 600, 2045, 600, 2046, 600, 2047, 600, 2048, 600, 2049, 600, 2050, 600) | Interp(2024, 0, 2025, 57, 2026, 86, 2027, 114, 2028, 143, 2029, 171, 2030, 200, 2031, 240, 2032, 280, 2033, 320, 2034, 360, 2035, 400, 2036, 440, 2037, 480, 2038, 520, 2039, 560, 2040, 600, 2041, 600, 2042, 600, 2043, 600, 2044, 600, 2045, 600, 2046, 600, 2047, 600, 2048, 600, 2049, 600, 2050, 600) | Interp(2024, 0, 2025, 57, 2026, 86, 2027, 114, 2028, 143, 2029, 171, 2030, 200, 2031, 240, 2032, 280, 2033, 320, 2034, 360, 2035, 400, 2036, 440, 2037, 480, 2038, 520, 2039, 560, 2040, 600, 2041, 600, 2042, 600, 2043, 600, 2044, 600, 2045, 600, 2046, 600, 2047, 600, 2048, 600, 2049, 600, 2050, 600) | Interp(2024, 0, 2025, 57, 2026, 86, 2027, 114, 2028, 143, 2029, 171, 2030, 200, 2031, 240, 2032, 280, 2033, 320, 2034, 360, 2035, 400, 2036, 440, 2037, 480, 2038, 520, 2039, 560, 2040, 600, 2041, 600, 2042, 600, 2043, 600, 2044, 600, 2045, 600, 2046, 600, 2047, 600, 2048, 600, 2049, 600, 2050, 600) | Interp(2024, 0, 2025, 57, 2026, 86, 2027, 114, 2028, 143, 2029, 171, 2030, 200, 2031, 240, 2032, 280, 2033, 320, 2034, 360, 2035, 400, 2036, 440, 2037, 480, 2038, 520, 2039, 560, 2040, 600, 2041, 600, 2042, 600, 2043, 600, 2044, 600, 2045, 600, 2046, 600, 2047, 600, 2048, 600, 2049, 600, 2050, 600) | MW
First simulation year (Eskom coal) | FirstScenarioYear | FirstScenarioYear | FirstScenarioYear | FirstScenarioYear | FirstScenarioYear | FirstScenarioYear
First simulation year (Eskom nuclear) | FirstScenarioYear | FirstScenarioYear | FirstScenarioYear | FirstScenarioYear | FirstScenarioYear | FirstScenarioYear
First simulation year (Eskom OCGT) | FirstScenarioYear | FirstScenarioYear | FirstScenarioYear | FirstScenarioYear | FirstScenarioYear | FirstScenarioYear
First simulation year (Eskom hydro) | FirstScenarioYear | FirstScenarioYear | FirstScenarioYear | FirstScenarioYear | FirstScenarioYear | FirstScenarioYear
First simulation year (Eskom wind) | FirstScenarioYear | FirstScenarioYear | FirstScenarioYear | FirstScenarioYear | FirstScenarioYear | FirstScenarioYear
First simulation year (Eskom IPP solar) | FirstScenarioYear | FirstScenarioYear | FirstScenarioYear | FirstScenarioYear | FirstScenarioYear | FirstScenarioYear
First simulation year (Eskom IPP OCGT) | FirstScenarioYear | FirstScenarioYear | FirstScenarioYear | FirstScenarioYear | FirstScenarioYear | FirstScenarioYear
First simulation year (Eskom IPP wind) | FirstScenarioYear | FirstScenarioYear | FirstScenarioYear | FirstScenarioYear | FirstScenarioYear | FirstScenarioYear
First simulation year (Eskom IPP renewables) | FirstScenarioYear | FirstScenarioYear | FirstScenarioYear | FirstScenarioYear | FirstScenarioYear | FirstScenarioYear
First simulation year (Eskom IPP non renewables) | FirstScenarioYear | FirstScenarioYear | FirstScenarioYear | FirstScenarioYear | FirstScenarioYear | FirstScenarioYear
First simulation year (Cape Town AGT) | FirstScenarioYear | FirstScenarioYear | FirstScenarioYear | FirstScenarioYear | FirstScenarioYear | FirstScenarioYear
First simulation year (Cape Town SPS) | FirstScenarioYear | FirstScenarioYear | FirstScenarioYear | FirstScenarioYear | FirstScenarioYear | FirstScenarioYear
First simulation year (Cape Town RGT) | FirstScenarioYear | FirstScenarioYear | FirstScenarioYear | FirstScenarioYear | FirstScenarioYear | FirstScenarioYear
First simulation year (Cape Town IPP Solar) | FirstScenarioYear | FirstScenarioYear | FirstScenarioYear | FirstScenarioYear | FirstScenarioYear | FirstScenarioYear
First simulation year (Cape Town IPP Wind) | FirstScenarioYear | FirstScenarioYear | FirstScenarioYear | FirstScenarioYear | FirstScenarioYear | FirstScenarioYear
Fixed OM cost (Eskom coal) | 0 | 0 | 0 | 0 | 0 | 0 | ZAR/MW
Fixed OM cost (Eskom nuclear) | 0 | 0 | 0 | 0 | 0 | 0 | ZAR/MW
Fixed OM cost (Eskom OCGT) | 0 | 0 | 0 | 0 | 0 | 0 | ZAR/MW
Fixed OM cost (Eskom hydro) | 0 | 0 | 0 | 0 | 0 | 0 | ZAR/MW
Fixed OM cost (Eskom wind) | 0 | 0 | 0 | 0 | 0 | 0 | ZAR/MW
Fixed OM cost (Eskom IPP solar) | 0 | 0 | 0 | 0 | 0 | 0 | ZAR/MW
Fixed OM cost (Eskom IPP OCGT) | 0 | 0 | 0 | 0 | 0 | 0 | ZAR/MW
Fixed OM cost (Eskom IPP wind) | 0 | 0 | 0 | 0 | 0 | 0 | ZAR/MW
Fixed OM cost (Eskom IPP renewables) | 0 | 0 | 0 | 0 | 0 | 0 | ZAR/MW
Fixed OM cost (Eskom IPP non renewables) | 0 | 0 | 0 | 0 | 0 | 0 | ZAR/MW
Fixed OM cost (Cape Town AGT) | 0 | 0 | 0 | 0 | 0 | 0 | ZAR/MW
Fixed OM cost (Cape Town SPS) | 0 | 0 | 0 | 0 | 0 | 0 | ZAR/MW
Fixed OM cost (Cape Town RGT) | 0 | 0 | 0 | 0 | 0 | 0 | ZAR/MW
Fixed OM cost (Cape Town IPP Solar) | 0 | 0 | 0 | 0 | 0 | 0 | ZAR/MW
Fixed OM cost (Cape Town IPP Wind) | 0 | 0 | 0 | 0 | 0 | 0 | ZAR/MW
Historical production (Eskom coal) | Interp(2018, 8276295575.66, 2019, 8270154255.97, 2020, 7688448903.11, 2021, 7764369048.95, 2022, 7410535582.26, 2023, 6754914066.80) | Interp(2018, 8276295575.66, 2019, 8270154255.97, 2020, 7688448903.11, 2021, 7764369048.95, 2022, 7410535582.26, 2023, 6754914066.80) | Interp(2018, 8276295575.66, 2019, 8270154255.97, 2020, 7688448903.11, 2021, 7764369048.95, 2022, 7410535582.26, 2023, 6754914066.80) | Interp(2018, 8276295575.66, 2019, 8270154255.97, 2020, 7688448903.11, 2021, 7764369048.95, 2022, 7410535582.26, 2023, 6754914066.80) | Interp(2018, 8276295575.66, 2019, 8270154255.97, 2020, 7688448903.11, 2021, 7764369048.95, 2022, 7410535582.26, 2023, 6754914066.80) | Interp(2018, 8276295575.66, 2019, 8270154255.97, 2020, 7688448903.11, 2021, 7764369048.95, 2022, 7410535582.26, 2023, 6754914066.80) | kWh
Historical production (Eskom nuclear) | Interp(2018, 581207203.67, 2019, 478339674.76, 2020, 524227709.13, 2021, 418901062.32, 2022, 496061977.80, 2023, 386945805.24) | Interp(2018, 581207203.67, 2019, 478339674.76, 2020, 524227709.13, 2021, 418901062.32, 2022, 496061977.80, 2023, 386945805.24) | Interp(2018, 581207203.67, 2019, 478339674.76, 2020, 524227709.13, 2021, 418901062.32, 2022, 496061977.80, 2023, 386945805.24) | Interp(2018, 581207203.67, 2019, 478339674.76, 2020, 524227709.13, 2021, 418901062.32, 2022, 496061977.80, 2023, 386945805.24) | Interp(2018, 581207203.67, 2019, 478339674.76, 2020, 524227709.13, 2021, 418901062.32, 2022, 496061977.80, 2023, 386945805.24) | Interp(2018, 581207203.67, 2019, 478339674.76, 2020, 524227709.13, 2021, 418901062.32, 2022, 496061977.80, 2023, 386945805.24) | kWh
Historical production (Eskom OCGT) | Interp(2018, 4832132.04, 2019, 49651493.01, 2020, 52533534.39, 2021, 61631712.39, 2022, 73315189.92, 2023, 119127046.84) | Interp(2018, 4832132.04, 2019, 49651493.01, 2020, 52533534.39, 2021, 61631712.39, 2022, 73315189.92, 2023, 119127046.84) | Interp(2018, 4832132.04, 2019, 49651493.01, 2020, 52533534.39, 2021, 61631712.39, 2022, 73315189.92, 2023, 119127046.84) | Interp(2018, 4832132.04, 2019, 49651493.01, 2020, 52533534.39, 2021, 61631712.39, 2022, 73315189.92, 2023, 119127046.84) | Interp(2018, 4832132.04, 2019, 49651493.01, 2020, 52533534.39, 2021, 61631712.39, 2022, 73315189.92, 2023, 119127046.84) | Interp(2018, 4832132.04, 2019, 49651493.01, 2020, 52533534.39, 2021, 61631712.39, 2022, 73315189.92, 2023, 119127046.84) | kWh
Historical production (Eskom hydro) | Interp(2018, 212450008.64, 2019, 232106272.24, 2020, 227381593.13, 2021, 261501198.35, 2022, 268447623.11, 2023, 281870855.37) | Interp(2018, 212450008.64, 2019, 232106272.24, 2020, 227381593.13, 2021, 261501198.35, 2022, 268447623.11, 2023, 281870855.37) | Interp(2018, 212450008.64, 2019, 232106272.24, 2020, 227381593.13, 2021, 261501198.35, 2022, 268447623.11, 2023, 281870855.37) | Interp(2018, 212450008.64, 2019, 232106272.24, 2020, 227381593.13, 2021, 261501198.35, 2022, 268447623.11, 2023, 281870855.37) | Interp(2018, 212450008.64, 2019, 232106272.24, 2020, 227381593.13, 2021, 261501198.35, 2022, 268447623.11, 2023, 281870855.37) | Interp(2018, 212450008.64, 2019, 232106272.24, 2020, 227381593.13, 2021, 261501198.35, 2022, 268447623.11, 2023, 281870855.37) | kWh
Historical production (Eskom wind) | Interp(2018, 13554539.87, 2019, 13548826.71, 2020, 11195022.77, 2021, 12901628.19, 2022, 10158128.72, 2023, 8447047.06) | Interp(2018, 13554539.87, 2019, 13548826.71, 2020, 11195022.77, 2021, 12901628.19, 2022, 10158128.72, 2023, 8447047.06) | Interp(2018, 13554539.87, 2019, 13548826.71, 2020, 11195022.77, 2021, 12901628.19, 2022, 10158128.72, 2023, 8447047.06) | Interp(2018, 13554539.87, 2019, 13548826.71, 2020, 11195022.77, 2021, 12901628.19, 2022, 10158128.72, 2023, 8447047.06) | Interp(2018, 13554539.87, 2019, 13548826.71, 2020, 11195022.77, 2021, 12901628.19, 2022, 10158128.72, 2023, 8447047.06) | Interp(2018, 13554539.87, 2019, 13548826.71, 2020, 11195022.77, 2021, 12901628.19, 2022, 10158128.72, 2023, 8447047.06) | kWh
Historical production (Eskom IPP solar) | Interp(2018, 165215943.63, 2019, 185445605.73, 2020, 197836002.90, 2021, 255609971.02, 2022, 247642072.51, 2023, 253608772.69) | Interp(2018, 165215943.63, 2019, 185445605.73, 2020, 197836002.90, 2021, 255609971.02, 2022, 247642072.51, 2023, 253608772.69) | Interp(2018, 165215943.63, 2019, 185445605.73, 2020, 197836002.90, 2021, 255609971.02, 2022, 247642072.51, 2023, 253608772.69) | Interp(2018, 165215943.63, 2019, 185445605.73, 2020, 197836002.90, 2021, 255609971.02, 2022, 247642072.51, 2023, 253608772.69) | Interp(2018, 165215943.63, 2019, 185445605.73, 2020, 197836002.90, 2021, 255609971.02, 2022, 247642072.51, 2023, 253608772.69) | Interp(2018, 165215943.63, 2019, 185445605.73, 2020, 197836002.90, 2021, 255609971.02, 2022, 247642072.51, 2023, 253608772.69) | kWh
Historical production (Eskom IPP OCGT) | Interp(2018, 4299778.51, 2019, 21562462.02, 2020, 28126011.26, 2021, 29779495.90, 2022, 36095485.07, 2023, 43340456.41) | Interp(2018, 4299778.51, 2019, 21562462.02, 2020, 28126011.26, 2021, 29779495.90, 2022, 36095485.07, 2023, 43340456.41) | Interp(2018, 4299778.51, 2019, 21562462.02, 2020, 28126011.26, 2021, 29779495.90, 2022, 36095485.07, 2023, 43340456.41) | Interp(2018, 4299778.51, 2019, 21562462.02, 2020, 28126011.26, 2021, 29779495.90, 2022, 36095485.07, 2023, 43340456.41) | Interp(2018, 4299778.51, 2019, 21562462.02, 2020, 28126011.26, 2021, 29779495.90, 2022, 36095485.07, 2023, 43340456.41) | Interp(2018, 4299778.51, 2019, 21562462.02, 2020, 28126011.26, 2021, 29779495.90, 2022, 36095485.07, 2023, 43340456.41) | kWh
Historical production (Eskom IPP wind) | Interp(2018, 259625407.61, 2019, 262154401.15, 2020, 251054409.82, 2021, 324723948.27, 2022, 394188823.04, 2023, 401826818.05) | Interp(2018, 259625407.61, 2019, 262154401.15, 2020, 251054409.82, 2021, 324723948.27, 2022, 394188823.04, 2023, 401826818.05) | Interp(2018, 259625407.61, 2019, 262154401.15, 2020, 251054409.82, 2021, 324723948.27, 2022, 394188823.04, 2023, 401826818.05) | Interp(2018, 259625407.61, 2019, 262154401.15, 2020, 251054409.82, 2021, 324723948.27, 2022, 394188823.04, 2023, 401826818.05) | Interp(2018, 259625407.61, 2019, 262154401.15, 2020, 251054409.82, 2021, 324723948.27, 2022, 394188823.04, 2023, 401826818.05) | Interp(2018, 259625407.61, 2019, 262154401.15, 2020, 251054409.82, 2021, 324723948.27, 2022, 394188823.04, 2023, 401826818.05) | kWh
Historical production (Eskom IPP renewables) | Interp(2018, 7339733.96, 2019, 7403743.72, 2020, 7090258.65, 2021, 8960224.33, 2022, 16682618.52, 2023, 14288930.07) | Interp(2018, 7339733.96, 2019, 7403743.72, 2020, 7090258.65, 2021, 8960224.33, 2022, 16682618.52, 2023, 14288930.07) | Interp(2018, 7339733.96, 2019, 7403743.72, 2020, 7090258.65, 2021, 8960224.33, 2022, 16682618.52, 2023, 14288930.07) | Interp(2018, 7339733.96, 2019, 7403743.72, 2020, 7090258.65, 2021, 8960224.33, 2022, 16682618.52, 2023, 14288930.07) | Interp(2018, 7339733.96, 2019, 7403743.72, 2020, 7090258.65, 2021, 8960224.33, 2022, 16682618.52, 2023, 14288930.07) | Interp(2018, 7339733.96, 2019, 7403743.72, 2020, 7090258.65, 2021, 8960224.33, 2022, 16682618.52, 2023, 14288930.07) | kWh
Historical production (Eskom IPP non renewables) | Interp(2018, 0.00, 2019, 0.00, 2020, 0.00, 2021, 0.00, 2022, 0.00, 2023, 0.00) | Interp(2018, 0.00, 2019, 0.00, 2020, 0.00, 2021, 0.00, 2022, 0.00, 2023, 0.00) | Interp(2018, 0.00, 2019, 0.00, 2020, 0.00, 2021, 0.00, 2022, 0.00, 2023, 0.00) | Interp(2018, 0.00, 2019, 0.00, 2020, 0.00, 2021, 0.00, 2022, 0.00, 2023, 0.00) | Interp(2018, 0.00, 2019, 0.00, 2020, 0.00, 2021, 0.00, 2022, 0.00, 2023, 0.00) | Interp(2018, 0.00, 2019, 0.00, 2020, 0.00, 2021, 0.00, 2022, 0.00, 2023, 0.00) | kWh
Historical production (Cape Town AGT) | Interp(2018, 146774.00, 2019, 293610.00, 2020, 714345.00, 2021, 481142.00, 2022, 737992.00, 2023, 0.00) | Interp(2018, 146774.00, 2019, 293610.00, 2020, 714345.00, 2021, 481142.00, 2022, 737992.00, 2023, 0.00) | Interp(2018, 146774.00, 2019, 293610.00, 2020, 714345.00, 2021, 481142.00, 2022, 737992.00, 2023, 0.00) | Interp(2018, 146774.00, 2019, 293610.00, 2020, 714345.00, 2021, 481142.00, 2022, 737992.00, 2023, 0.00) | Interp(2018, 146774.00, 2019, 293610.00, 2020, 714345.00, 2021, 481142.00, 2022, 737992.00, 2023, 0.00) | Interp(2018, 146774.00, 2019, 293610.00, 2020, 714345.00, 2021, 481142.00, 2022, 737992.00, 2023, 0.00) | kWh
Historical production (Cape Town SPS) | Interp(2018, 7581800.00, 2019, 0.00, 2020, 0.00, 2021, 0.00, 2022, 0.00, 2023, 0.00) | Interp(2018, 7581800.00, 2019, 0.00, 2020, 0.00, 2021, 0.00, 2022, 0.00, 2023, 0.00) | Interp(2018, 7581800.00, 2019, 0.00, 2020, 0.00, 2021, 0.00, 2022, 0.00, 2023, 0.00) | Interp(2018, 7581800.00, 2019, 0.00, 2020, 0.00, 2021, 0.00, 2022, 0.00, 2023, 0.00) | Interp(2018, 7581800.00, 2019, 0.00, 2020, 0.00, 2021, 0.00, 2022, 0.00, 2023, 0.00) | Interp(2018, 7581800.00, 2019, 0.00, 2020, 0.00, 2021, 0.00, 2022, 0.00, 2023, 0.00) | kWh
Historical production (Cape Town RGT) | Interp(2018, 153713.00, 2019, 343515.00, 2020, 321378.00, 2021, 3114.00, 2022, 155939.00, 2023, 12222.00) | Interp(2018, 153713.00, 2019, 343515.00, 2020, 321378.00, 2021, 3114.00, 2022, 155939.00, 2023, 12222.00) | Interp(2018, 153713.00, 2019, 343515.00, 2020, 321378.00, 2021, 3114.00, 2022, 155939.00, 2023, 12222.00) | Interp(2018, 153713.00, 2019, 343515.00, 2020, 321378.00, 2021, 3114.00, 2022, 155939.00, 2023, 12222.00) | Interp(2018, 153713.00, 2019, 343515.00, 2020, 321378.00, 2021, 3114.00, 2022, 155939.00, 2023, 12222.00) | Interp(2018, 153713.00, 2019, 343515.00, 2020, 321378.00, 2021, 3114.00, 2022, 155939.00, 2023, 12222.00) | kWh
Historical production (Cape Town IPP Solar) | 0 | 0 | 0 | 0 | 0 | 0 | kWh
Historical production (Cape Town IPP Wind) | 0 | 0 | 0 | 0 | 0 | 0 | kWh
Interest rate (Eskom coal) | DiscountRate | DiscountRate | DiscountRate | DiscountRate | DiscountRate | DiscountRate
Interest rate (Eskom nuclear) | DiscountRate | DiscountRate | DiscountRate | DiscountRate | DiscountRate | DiscountRate
Interest rate (Eskom OCGT) | DiscountRate | DiscountRate | DiscountRate | DiscountRate | DiscountRate | DiscountRate
Interest rate (Eskom hydro) | DiscountRate | DiscountRate | DiscountRate | DiscountRate | DiscountRate | DiscountRate
Interest rate (Eskom wind) | DiscountRate | DiscountRate | DiscountRate | DiscountRate | DiscountRate | DiscountRate
Interest rate (Eskom IPP solar) | DiscountRate | DiscountRate | DiscountRate | DiscountRate | DiscountRate | DiscountRate
Interest rate (Eskom IPP OCGT) | DiscountRate | DiscountRate | DiscountRate | DiscountRate | DiscountRate | DiscountRate
Interest rate (Eskom IPP wind) | DiscountRate | DiscountRate | DiscountRate | DiscountRate | DiscountRate | DiscountRate
Interest rate (Eskom IPP renewables) | DiscountRate | DiscountRate | DiscountRate | DiscountRate | DiscountRate | DiscountRate
Interest rate (Eskom IPP non renewables) | DiscountRate | DiscountRate | DiscountRate | DiscountRate | DiscountRate | DiscountRate
Interest rate (Cape Town AGT) | DiscountRate | DiscountRate | DiscountRate | DiscountRate | DiscountRate | DiscountRate
Interest rate (Cape Town SPS) | DiscountRate | DiscountRate | DiscountRate | DiscountRate | DiscountRate | DiscountRate
Interest rate (Cape Town RGT) | DiscountRate | DiscountRate | DiscountRate | DiscountRate | DiscountRate | DiscountRate
Interest rate(Cape Town IPP Solar) | DiscountRate | DiscountRate | DiscountRate | DiscountRate | DiscountRate | DiscountRate
Interest rate (Cape Town IPP Wind) | DiscountRate | DiscountRate | DiscountRate | DiscountRate | DiscountRate | DiscountRate
Lifetime (Eskom coal) | 30 | 30 | 30 | 30 | 30 | 30 | Years
Lifetime (Eskom nuclear) | 30 | 30 | 30 | 30 | 30 | 30 | Years
Lifetime (Eskom OCGT) | 30 | 30 | 30 | 30 | 30 | 30 | Years
Lifetime (Eskom hydro) | 30 | 30 | 30 | 30 | 30 | 30 | Years
Lifetime (Eskom wind) | 30 | 30 | 30 | 30 | 30 | 30 | Years
Lifetime (Eskom IPP solar) | 30 | 30 | 30 | 30 | 30 | 30 | Years
Lifetime (Eskom IPP OCGT) | 30 | 30 | 30 | 30 | 30 | 30 | Years
Lifetime (Eskom IPP wind) | 30 | 30 | 30 | 30 | 30 | 30 | Years
Lifetime (Eskom IPP renewables) | 30 | 30 | 30 | 30 | 30 | 30 | Years
Lifetime (Eskom IPP non renewables) | 30 | 30 | 30 | 30 | 30 | 30 | Years
Lifetime (Cape Town AGT) | 30 | 30 | 30 | 30 | 30 | 30 | Years
Lifetime (Cape Town SPS) | 30 | 30 | 30 | 30 | 30 | 30 | Years
Lifetime (Cape Town RGT) | 30 | 30 | 30 | 30 | 30 | 30 | Years
Lifetime (Cape Town IPP Solar) | 30 | 30 | 30 | 30 | 30 | 30 | Years
Lifetime (Cape Town IPP Wind) | 30 | 30 | 30 | 30 | 30 | 30 | Years
Maximum availability (Eskom coal) | Interp(2018, 60.93, 2019, 62.65, 2020, 59.29, 2021, 54.04, 2022, 53.40, 2023, 49.96) | Interp(2018, 60.93, 2019, 62.65, 2020, 59.29, 2021, 54.04, 2022, 53.40, 2023, 49.96) | Interp(2018, 60.93, 2019, 62.65, 2020, 59.29, 2021, 54.04, 2022, 53.40, 2023, 49.96) | Interp(2018, 60.93, 2019, 62.65, 2020, 59.29, 2021, 54.04, 2022, 53.40, 2023, 49.96) | Interp(2018, 60.93, 2019, 62.65, 2020, 59.29, 2021, 54.04, 2022, 53.40, 2023, 49.96) | Interp(2018, 60.93, 2019, 62.65, 2020, 59.29, 2021, 54.04, 2022, 53.40, 2023, 49.96) | Percent
Maximum availability (Eskom nuclear) | Interp(2018, 87.11, 2019, 71.07, 2020, 81.33, 2021, 60.78, 2022, 76.07, 2023, 60.36) | Interp(2018, 87.11, 2019, 71.07, 2020, 81.33, 2021, 60.78, 2022, 76.07, 2023, 60.36) | Interp(2018, 87.11, 2019, 71.07, 2020, 81.33, 2021, 60.78, 2022, 76.07, 2023, 60.36) | Interp(2018, 87.11, 2019, 71.07, 2020, 81.33, 2021, 60.78, 2022, 76.07, 2023, 60.36) | Interp(2018, 87.11, 2019, 71.07, 2020, 81.33, 2021, 60.78, 2022, 76.07, 2023, 60.36) | Interp(2018, 87.11, 2019, 71.07, 2020, 81.33, 2021, 60.78, 2022, 76.07, 2023, 60.36) | Percent
Maximum availability (Eskom OCGT) | Interp(2018, 0.56, 2019, 5.70, 2020, 6.29, 2021, 6.90, 2022, 8.65, 2023, 14.30) | Interp(2018, 0.56, 2019, 5.70, 2020, 6.29, 2021, 6.90, 2022, 8.65, 2023, 14.30) | Interp(2018, 0.56, 2019, 5.70, 2020, 6.29, 2021, 6.90, 2022, 8.65, 2023, 14.30) | Interp(2018, 0.56, 2019, 5.70, 2020, 6.29, 2021, 6.90, 2022, 8.65, 2023, 14.30) | Interp(2018, 0.56, 2019, 5.70, 2020, 6.29, 2021, 6.90, 2022, 8.65, 2023, 14.30) | Interp(2018, 0.56, 2019, 5.70, 2020, 6.29, 2021, 6.90, 2022, 8.65, 2023, 14.30) | Percent
Maximum availability (Eskom hydro) | Interp(2018, 17.82, 2019, 19.30, 2020, 19.74, 2021, 21.23, 2022, 22.95, 2023, 24.51) | Interp(2018, 17.82, 2019, 19.30, 2020, 19.74, 2021, 21.23, 2022, 22.95, 2023, 24.51) | Interp(2018, 17.82, 2019, 19.30, 2020, 19.74, 2021, 21.23, 2022, 22.95, 2023, 24.51) | Interp(2018, 17.82, 2019, 19.30, 2020, 19.74, 2021, 21.23, 2022, 22.95, 2023, 24.51) | Interp(2018, 17.82, 2019, 19.30, 2020, 19.74, 2021, 21.23, 2022, 22.95, 2023, 24.51) | Interp(2018, 17.82, 2019, 19.30, 2020, 19.74, 2021, 21.23, 2022, 22.95, 2023, 24.51) | Percent
Maximum availability (Eskom wind) | Interp(2018, 37.79, 2019, 37.44, 2020, 32.31, 2021, 34.82, 2022, 28.88, 2023, 24.43) | Interp(2018, 37.79, 2019, 37.44, 2020, 32.31, 2021, 34.82, 2022, 28.88, 2023, 24.43) | Interp(2018, 37.79, 2019, 37.44, 2020, 32.31, 2021, 34.82, 2022, 28.88, 2023, 24.43) | Interp(2018, 37.79, 2019, 37.44, 2020, 32.31, 2021, 34.82, 2022, 28.88, 2023, 24.43) | Interp(2018, 37.79, 2019, 37.44, 2020, 32.31, 2021, 34.82, 2022, 28.88, 2023, 24.43) | Interp(2018, 37.79, 2019, 37.44, 2020, 32.31, 2021, 34.82, 2022, 28.88, 2023, 24.43) | Percent
Maximum availability (Eskom IPP solar) | Interp(2018, 25.96, 2019, 25.96, 2020, 25.96, 2021, 25.96, 2022, 25.96, 2023, 27.04) | Interp(2018, 25.96, 2019, 25.96, 2020, 25.96, 2021, 25.96, 2022, 25.96, 2023, 27.04) | Interp(2018, 25.96, 2019, 25.96, 2020, 25.96, 2021, 25.96, 2022, 25.96, 2023, 27.04) | Interp(2018, 25.96, 2019, 25.96, 2020, 25.96, 2021, 25.96, 2022, 25.96, 2023, 27.04) | Interp(2018, 25.96, 2019, 25.96, 2020, 25.96, 2021, 25.96, 2022, 25.96, 2023, 27.04) | Interp(2018, 25.96, 2019, 25.96, 2020, 25.96, 2021, 25.96, 2022, 25.96, 2023, 27.04) | Percent
Maximum availability (Eskom IPP OCGT) | Interp(2018, 1.19, 2019, 5.93, 2020, 8.08, 2021, 8.00, 2022, 10.21, 2023, 12.47) | Interp(2018, 1.19, 2019, 5.93, 2020, 8.08, 2021, 8.00, 2022, 10.21, 2023, 12.47) | Interp(2018, 1.19, 2019, 5.93, 2020, 8.08, 2021, 8.00, 2022, 10.21, 2023, 12.47) | Interp(2018, 1.19, 2019, 5.93, 2020, 8.08, 2021, 8.00, 2022, 10.21, 2023, 12.47) | Interp(2018, 1.19, 2019, 5.93, 2020, 8.08, 2021, 8.00, 2022, 10.21, 2023, 12.47) | Interp(2018, 1.19, 2019, 5.93, 2020, 8.08, 2021, 8.00, 2022, 10.21, 2023, 12.47) | Percent
Maximum availability (Eskom IPP wind) | Interp(2018, 36.59, 2019, 36.59, 2020, 36.59, 2021, 36.59, 2022, 36.59, 2023, 34.77) | Interp(2018, 36.59, 2019, 36.59, 2020, 36.59, 2021, 36.59, 2022, 36.59, 2023, 34.77) | Interp(2018, 36.59, 2019, 36.59, 2020, 36.59, 2021, 36.59, 2022, 36.59, 2023, 34.77) | Interp(2018, 36.59, 2019, 36.59, 2020, 36.59, 2021, 36.59, 2022, 36.59, 2023, 34.77) | Interp(2018, 36.59, 2019, 36.59, 2020, 36.59, 2021, 36.59, 2022, 36.59, 2023, 34.77) | Interp(2018, 36.59, 2019, 36.59, 2020, 36.59, 2021, 36.59, 2022, 36.59, 2023, 34.77) | Percent
Maximum availability (Eskom IPP renewables) | Interp(2018, 93.00, 2019, 93.00, 2020, 93.00, 2021, 93.00, 2022, 93.00, 2023, 81.03) | Interp(2018, 93.00, 2019, 93.00, 2020, 93.00, 2021, 93.00, 2022, 93.00, 2023, 81.03) | Interp(2018, 93.00, 2019, 93.00, 2020, 93.00, 2021, 93.00, 2022, 93.00, 2023, 81.03) | Interp(2018, 93.00, 2019, 93.00, 2020, 93.00, 2021, 93.00, 2022, 93.00, 2023, 81.03) | Interp(2018, 93.00, 2019, 93.00, 2020, 93.00, 2021, 93.00, 2022, 93.00, 2023, 81.03) | Interp(2018, 93.00, 2019, 93.00, 2020, 93.00, 2021, 93.00, 2022, 93.00, 2023, 81.03) | Percent
Maximum availability (Eskom IPP non renewables) | Interp(2018, 0.00, 2019, 0.00, 2020, 0.00, 2021, 0.00, 2022, 0.00, 2023, 0.00) | Interp(2018, 0.00, 2019, 0.00, 2020, 0.00, 2021, 0.00, 2022, 0.00, 2023, 0.00) | Interp(2018, 0.00, 2019, 0.00, 2020, 0.00, 2021, 0.00, 2022, 0.00, 2023, 0.00) | Interp(2018, 0.00, 2019, 0.00, 2020, 0.00, 2021, 0.00, 2022, 0.00, 2023, 0.00) | Interp(2018, 0.00, 2019, 0.00, 2020, 0.00, 2021, 0.00, 2022, 0.00, 2023, 0.00) | Interp(2018, 0.00, 2019, 0.00, 2020, 0.00, 2021, 0.00, 2022, 0.00, 2023, 0.00) | Percent
Maximum availability (Cape Town AGT) | Interp(2018, 0.05, 2019, 0.09, 2020, 0.23, 2021, 0.15, 2022, 0.23, 2023, 0.00) | Interp(2018, 0.05, 2019, 0.09, 2020, 0.23, 2021, 0.15, 2022, 0.23, 2023, 0.00) | Interp(2018, 0.05, 2019, 0.09, 2020, 0.23, 2021, 0.15, 2022, 0.23, 2023, 0.00) | Interp(2018, 0.05, 2019, 0.09, 2020, 0.23, 2021, 0.15, 2022, 0.23, 2023, 0.00) | Interp(2018, 0.05, 2019, 0.09, 2020, 0.23, 2021, 0.15, 2022, 0.23, 2023, 0.00) | Interp(2018, 0.05, 2019, 0.09, 2020, 0.23, 2021, 0.15, 2022, 0.23, 2023, 0.00) | Percent
Maximum availability (Cape Town SPS) | Interp(2018, 0.48, 2019, 0.00, 2020, 0.00, 2021, 0.00, 2022, 0.00, 2023, 0.00) | Interp(2018, 0.48, 2019, 0.00, 2020, 0.00, 2021, 0.00, 2022, 0.00, 2023, 0.00) | Interp(2018, 0.48, 2019, 0.00, 2020, 0.00, 2021, 0.00, 2022, 0.00, 2023, 0.00) | Interp(2018, 0.48, 2019, 0.00, 2020, 0.00, 2021, 0.00, 2022, 0.00, 2023, 0.00) | Interp(2018, 0.48, 2019, 0.00, 2020, 0.00, 2021, 0.00, 2022, 0.00, 2023, 0.00) | Interp(2018, 0.48, 2019, 0.00, 2020, 0.00, 2021, 0.00, 2022, 0.00, 2023, 0.00) | Percent
Maximum availability (Cape Town RGT) | Interp(2018, 0.04, 2019, 0.09, 2020, 0.09, 2021, 0.00, 2022, 0.04, 2023, 0.00) | Interp(2018, 0.04, 2019, 0.09, 2020, 0.09, 2021, 0.00, 2022, 0.04, 2023, 0.00) | Interp(2018, 0.04, 2019, 0.09, 2020, 0.09, 2021, 0.00, 2022, 0.04, 2023, 0.00) | Interp(2018, 0.04, 2019, 0.09, 2020, 0.09, 2021, 0.00, 2022, 0.04, 2023, 0.00) | Interp(2018, 0.04, 2019, 0.09, 2020, 0.09, 2021, 0.00, 2022, 0.04, 2023, 0.00) | Interp(2018, 0.04, 2019, 0.09, 2020, 0.09, 2021, 0.00, 2022, 0.04, 2023, 0.00) | Percent
Maximum availability (Cape Town IPP Solar) | 27.04 | 27.04 | 27.04 | 27.04 | 27.04 | 27.04 | Percent
Maximum availability (Cape Town IPP Wind) | 24.43 | 24.43 | 24.43 | 24.43 | 24.43 | 24.43 | Percent
Merit order (Eskom coal) | 1 | 1 | 1 | 1 | 1 | 1 | (1=base load)
Merit order (Eskom nuclear) | 1 | 1 | 1 | 1 | 1 | 1 | (1=base load)
Merit order (Eskom OCGT) | 1 | 1 | 1 | 1 | 1 | 1 | (1=base load)
Merit order (Eskom hydro) | 1 | 1 | 1 | 1 | 1 | 1 | (1=base load)
Merit order (Eskom wind) | 1 | 1 | 1 | 1 | 1 | 1 | (1=base load)
Merit order (Eskom IPP solar) | 1 | 1 | 1 | 1 | 1 | 1 | (1=base load)
Merit order (Eskom IPP OCGT) | 1 | 1 | 1 | 1 | 1 | 1 | (1=base load)
Merit order (Eskom IPP wind) | 1 | 1 | 1 | 1 | 1 | 1 | (1=base load)
Merit order (Eskom IPP renewables) | 1 | 1 | 1 | 1 | 1 | 1 | (1=base load)
Merit order (Eskom IPP non renewables) | 1 | 1 | 1 | 1 | 1 | 1 | (1=base load)
Merit order (Cape Town AGT) | 1 | 1 | 1 | 1 | 1 | 1 | (1=base load)
Merit order (Cape Town SPS) | 1 | 1 | 1 | 1 | 1 | 1 | (1=base load)
Merit order (Cape Town RGT) | 1 | 1 | 1 | 1 | 1 | 1 | (1=base load)
Merit order (Cape Town IPP Solar) | 1 | 1 | 1 | 1 | 1 | 1 | (1=base load)
Merit order (Cape Town IPP Wind) | 1 | 1 | 1 | 1 | 1 | 1 | (1=base load)
Minimum utilization (Eskom coal) | 0 | 0 | 0 | 0 | 0 | 0 | Percent
Minimum utilization (Eskom nuclear) | 0 | 0 | 0 | 0 | 0 | 0 | Percent
Minimum utilization (Eskom OCGT) | 0 | 0 | 0 | 0 | 0 | 0 | Percent
Minimum utilization (Eskom hydro) | 0 | 0 | 0 | 0 | 0 | 0 | Percent
Minimum utilization (Eskom wind) | 0 | 0 | 0 | 0 | 0 | 0 | Percent
Minimum utilization (Eskom IPP solar) | 0 | 0 | 0 | 0 | 0 | 0 | Percent
Minimum utilization (Eskom IPP OCGT) | 0 | 0 | 0 | 0 | 0 | 0 | Percent
Minimum utilization (Eskom IPP wind) | 0 | 0 | 0 | 0 | 0 | 0 | Percent
Minimum utilization (Eskom IPP renewables) | 0 | 0 | 0 | 0 | 0 | 0 | Percent
Minimum utilization (Eskom IPP non renewables) | 0 | 0 | 0 | 0 | 0 | 0 | Percent
Minimum utilization (Cape Town AGT) | 0 | 0 | 0 | 0 | 0 | 0 | Percent
Minimum utilization (Cape Town SPS) | 0 | 0 | 0 | 0 | 0 | 0 | Percent
Minimum utilization (Cape Town RGT) | 0 | 0 | 0 | 0 | 0 | 0 | Percent
Minimum utilization (Cape Town IPP Solar) | 0 | 0 | 0 | 0 | 0 | 0 | Percent
Minimum utilization (Cape Town IPP Wind) | 0 | 0 | 0 | 0 | 0 | 0 | Percent
Process efficiency (Eskom coal) | 100 | 100 | 100 | 100 | 100 | 100 | Percent
Process efficiency (Eskom nuclear) | 100 | 100 | 100 | 100 | 100 | 100 | Percent
Process efficiency (Eskom OCGT) | 100 | 100 | 100 | 100 | 100 | 100 | Percent
Process efficiency (Eskom hydro) | 100 | 100 | 100 | 100 | 100 | 100 | Percent
Process efficiency (Eskom wind) | 100 | 100 | 100 | 100 | 100 | 100 | Percent
Process efficiency (Eskom IPP solar) | 100 | 100 | 100 | 100 | 100 | 100 | Percent
Process efficiency (Eskom IPP OCGT) | 100 | 100 | 100 | 100 | 100 | 100 | Percent
Process efficiency (Eskom IPP wind) | 100 | 100 | 100 | 100 | 100 | 100 | Percent
Process efficiency (Eskom IPP renewables) | 100 | 100 | 100 | 100 | 100 | 100 | Percent
Process efficiency (Eskom IPP non renewables) | 100 | 100 | 100 | 100 | 100 | 100 | Percent
Process efficiency (Cape Town AGT) | 100 | 100 | 100 | 100 | 100 | 100 | Percent
Process efficiency (Cape Town SPS) | 100 | 100 | 100 | 100 | 100 | 100 | Percent
Process efficiency (Cape Town RGT) | 100 | 100 | 100 | 100 | 100 | 100 | Percent
Process efficiency (Cape Town IPP Solar) | 100 | 100 | 100 | 100 | 100 | 100 | Percent
Process efficiency (Cape Town IPP Wind) | 100 | 100 | 100 | 100 | 100 | 100 | Percent
Process share (Eskom coal)
Process share (Eskom nuclear)
Process share (Eskom OCGT)
Process share (Eskom hydro)
Process share (Eskom wind)
Process share (Eskom IPP solar)
Process share (Eskom IPP OCGT)
Process share (Eskom IPP wind)
Process share (Eskom IPP renewables)
Process share (Eskom IPP non renewables)
Process share (Cape Town AGT)
Process share (Cape Town SPS)
Process share (Cape Town RGT)
Process share (Cape Town IPP Solar)
Process share (Cape Town IPP Wind)
Salvage value (Eskom coal) | 0 | 0 | 0 | 0 | 0 | 0 | USD/MW
Salvage value (Eskom nuclear) | 0 | 0 | 0 | 0 | 0 | 0 | USD/MW
Salvage value (Eskom OCGT) | 0 | 0 | 0 | 0 | 0 | 0 | USD/MW
Salvage value (Eskom hydro) | 0 | 0 | 0 | 0 | 0 | 0 | USD/MW
Salvage value (Eskom wind) | 0 | 0 | 0 | 0 | 0 | 0 | USD/MW
Salvage value (Eskom IPP solar) | 0 | 0 | 0 | 0 | 0 | 0 | USD/MW
Salvage value (Eskom IPP OCGT) | 0 | 0 | 0 | 0 | 0 | 0 | USD/MW
Salvage value (Eskom IPP wind) | 0 | 0 | 0 | 0 | 0 | 0 | USD/MW
Salvage value (Eskom IPP renewables) | 0 | 0 | 0 | 0 | 0 | 0 | USD/MW
Salvage value (Eskom IPP non renewables) | 0 | 0 | 0 | 0 | 0 | 0 | USD/MW
Salvage value (Cape Town AGT) | 0 | 0 | 0 | 0 | 0 | 0 | USD/MW
Salvage value (Cape Town SPS) | 0 | 0 | 0 | 0 | 0 | 0 | USD/MW
Salvage value (Cape Town RGT) | 0 | 0 | 0 | 0 | 0 | 0 | USD/MW
Salvage value (Cape Town IPP Solar) | 0 | 0 | 0 | 0 | 0 | 0 | USD/MW
Salvage value (Cape Town IPP Wind) | 0 | 0 | 0 | 0 | 0 | 0 | USD/MW
Stranded cost (Eskom coal) | 0 | 0 | 0 | 0 | 0 | 0 | USD
Stranded cost (Eskom nuclear) | 0 | 0 | 0 | 0 | 0 | 0 | USD
Stranded cost (Eskom OCGT) | 0 | 0 | 0 | 0 | 0 | 0 | USD
Stranded cost (Eskom hydro) | 0 | 0 | 0 | 0 | 0 | 0 | USD
Stranded cost (Eskom wind) | 0 | 0 | 0 | 0 | 0 | 0 | USD
Stranded cost (Eskom IPP solar) | 0 | 0 | 0 | 0 | 0 | 0 | USD
Stranded cost (Eskom IPP OCGT) | 0 | 0 | 0 | 0 | 0 | 0 | USD
Stranded cost (Eskom IPP wind) | 0 | 0 | 0 | 0 | 0 | 0 | USD
Stranded cost (Eskom IPP renewables) | 0 | 0 | 0 | 0 | 0 | 0 | USD
Stranded cost (Eskom IPP non renewables) | 0 | 0 | 0 | 0 | 0 | 0 | USD
Stranded cost (Cape Town AGT) | 0 | 0 | 0 | 0 | 0 | 0 | USD
Stranded cost (Cape Town SPS) | 0 | 0 | 0 | 0 | 0 | 0 | USD
Stranded cost (Cape Town RGT) | 0 | 0 | 0 | 0 | 0 | 0 | USD
Stranded cost (Cape Town IPP Solar) | 0 | 0 | 0 | 0 | 0 | 0 | USD
Stranded cost (Cape Town IPP Wind) | 0 | 0 | 0 | 0 | 0 | 0 | USD
Variable OM cost (Eskom coal) | 33.4 | 33.4 | 33.4 | 33.4 | 33.4 | 33.4 | ZAR/MWh
Variable OM cost (Eskom nuclear) | 66.5 | 66.5 | 66.5 | 66.5 | 66.5 | 66.5 | ZAR/MWh
Variable OM cost (Eskom OCGT) | 1355 | 1355 | 1355 | 1355 | 1355 | 1355 | ZAR/MWh
Variable OM cost (Eskom hydro) | [6 empty] | ZAR/MWh
Variable OM cost (Eskom wind) | [6 empty] | ZAR/MWh
Variable OM cost (Eskom IPP solar) | [6 empty] | ZAR/MWh
Variable OM cost (Eskom IPP OCGT) | 1355 | 1355 | 1355 | 1355 | 1355 | 1355 | ZAR/MWh
Variable OM cost (Eskom IPP wind) | [6 empty] | ZAR/MWh
Variable OM cost (Eskom IPP renewables) | 1 | 1 | 1 | 1 | 1 | 1 | ZAR/MWh
Variable OM cost (Eskom IPP non renewables) | 865 | 865 | 865 | 865 | 865 | 865 | ZAR/MWh
Variable OM cost (Cape Town AGT) | 100 | 100 | 100 | 100 | 100 | 100 | ZAR/MWh
Variable OM cost (Cape Town SPS) | 100 | 100 | 100 | 100 | 100 | 100 | ZAR/MWh
Variable OM cost (Cape Town RGT) | 100 | 100 | 100 | 100 | 100 | 100 | ZAR/MWh
Variable OM cost (Cape Town IPP Solar) | 0 | 0 | 0 | 0 | 0 | 0 | ZAR/MWh
Variable OM cost (Cape Town IPP Wind) | 0 | 0 | 0 | 0 | 0 | 0 | ZAR/MWh

## Tariffs
|  |  |  | 2017/2018 |  | 2018/2019 |  | 2019/2020 |  | 2020/2021 |  | 2021/2022 |  | 2022/2023 |  | 2023/2024 |  | 2024/2025
|  |  |  | 2016/2017 | 2017/2018 | 2017/2018 | 2018/2019 | 2018/2019 | 2019/2020 | 2019/2020 | 2020/2021 | 2020/2021 | 2021/2022 | 2021/2022 | 2022/2023 | 2022/2023 | 2023/2024 | 2023/2024 | 2024/2025
Residential
Lifeline | Free basic service as per tariff policy. | Energy charge (c/kWh) | Block 1 (0-350kWh) |  | 116.28 | 117.3 | 110.3 | 126.85 | 138.1 | 138.1 | 144.77 | 144.77 | 164.29 | 164.29 | 179.89 |  |  | 183.96 | 237.08
|  |  | Block 2 (350.1+ kWh) |  | 234.44 | 236.5 | 222.39 | 255.75 | 278.46 | 278.46 | 291.9 | 291.9 | 331.26 | 331.26 | 362.72 |  |  | 370.92 | 237.08
Domestic | No free basic service | Energy charge (c/kWh) | Block 1 (0-600kWh) |  | 192.8 | 194.49 | 210.32 | 210.32 | 229 | 229 | 240.06 | 240.06 | 272.42 | 272.42 | 298.3 |  |  | 350.8 | 390.7
|  |  | Block 2 (600.1+ kWh) |  | 234.44 | 236.5 | 255.75 | 255.75 | 278.46 | 278.46 | 291.9 | 291.9 | 331.26 | 331.26 | 362.72 |  |  | 426.56 | 475.39
Home User | No free basic service | Network Access and Administration Charge (R/day) |  |  | 8.21
|  | Network Access and Administration Charge (R/month) |  |  |  | 251.85 | 150 | 150 | 163.32 | 163.32 | 171.21 | 171.21 | 194.29 | 194.29 | 212.75 |  |  | 252.09 | 281.78
|  | Energy charge (c/kWh) | Block 1 (0-600kWh) |  | 151.2 | 152.52 | 185.32 | 185.32 | 201.78 | 201.78 | 211.52 | 211.52 | 240.04 | 240.04 | 262.84 |  |  | 308.58 | 343.51
|  |  | Block 2 (600.1+ kWh) |  | 234.44 | 236.5 | 255.75 | 255.75 | 278.46 | 278.46 | 291.9 | 291.9 | 331.26 | 331.26 | 362.72 |  |  | 426.56 | 475.39
SSEG | This tariff is available only for approved residential SSEG Connections, where the Customers offset their small scale generation against their purchases from the Municipality, provided that their purchases exceed their generation. An additional meter reading fee may also be applicable. | Service charge (R/day) |  |  | 13.03 | 13.14 | 14.21
|  | Energy charge - consumption (c/kWh) | Block 1 (0-600kWh) |  | 126.73 | 127.85 | 138.26
|  |  | Block 2 (600.1+ kWh) |  | 234.44 | 236.5 | 255.75
|  | Feed-in tariff (c/kWh) | (Rate at which excess energy generated onto the grid will be purchased) |  | 78.53 | 79.22 | 84.95 | [5 empty] | 86.84 | 86.84 | 90.83 |  |  | 100.05 | 105.95
|  | Incentive (c/kWh) | [10 empty] | 28.75 | 28.75 | 28.75 |  |  | 28.75 | 28.75
SSEG 1 | This tariff is available only for approved residential SSEG Connections. Only available to customers already on this tariff as at 30 June 2019. | Service charge (R/day) | [5 empty] | 14.21 | 14.21 | 14.21 | 14.21 | 14.21
|  | Energy charge - consumption (c/kWh) | Block 1 (0-600kWh) |  |  |  |  | 138.26 | 156.75 | 156.75 | 168 | 168
|  |  | Block 2 (600.1+ kWh) |  |  |  |  | 255.75 | 278.46 | 278.46 | 291.9 | 291.9
|  | Feed-in tariff (c/kWh) | (Rate at which excess energy generated onto the grid will be purchased) |  |  |  |  | 84.95 | 84.95 | 84.95 | 84.95 | 84.95
|  | Incentive (c/kWh) | [8 empty] | 28.75 | 28.75
SSEG 2 | This tariff is available only for approved residential SSEG Connections. An additional meter reading fee is also be applicable (included in the Service Charge). All new such customers as of 1 July 2019 shall take their supply at this tariff. Any existing such customers may elect to migrate to this tariff. | Service charge (R/month) | [6 empty] | 248.32 | 248.32 | 260.31 | 260.31
|  | Energy charge - consumption (c/kWh) | Block 1 (0-600kWh) | [5 empty] | 201.78 | 201.78 | 211.52 | 211.52
|  |  | Block 2 (600.1+ kWh) | [5 empty] | 278.46 | 278.46 | 291.9 | 291.9
|  | Feed-in tariff (c/kWh) | (Rate at which excess energy generated onto the grid will be purchased) | [5 empty] | 78.79 | 78.79 | 84.23 | 84.23
|  | Incentive (c/kWh) | [8 empty] | 28.75 | 28.75
Commercial
SPU 1 | High consumption - >1000 kWh / MONTH | Service charge (R/day) |  |  | 52.01 | 52.46 | 56.73 | 56.73 | 61.77 | 61.77 | 64.75
|  | Energy charge (c/kWh) |  |  | 148.27 | 149.57 | 161.75 | 161.75 | 176.11 | 176.11 | 184.61
| High consumption - >1300 kWh / MONTH | Service charge (R/day) | [9 empty] | 64.75 | 73.47 | 73.47 | 80.45 |  |  | 94.61 | 105.75
|  | Energy charge (c/kWh) | [9 empty] | 184.61 | 209.5 | 209.5 | 229.4 |  |  | 269.78 | 300.14
SPU 2 | Low consumption -<1000 kWh / month | Service charge (R/day) |  |  | 4.1 | 4.14 | 4.47 | 4.47 | 4.88
|  | Energy charge (c/kWh) |  |  | 260.8 | 263.09 | 284.5 | 284.5 | 309.76
| Low consumption - <1300 kWh / month | Service charge (R/day) | [9 empty] | 5.11 | 5.8 | 5.8 | 6.35 |  |  | 7.46 | 8.34
|  | Energy charge (c/kWh) | [9 empty] | 324.15 | 367.85 | 367.85 | 402.8 |  |  | 473.69 | 528.07
| Low consumption - <1250 kWh / month | Service charge (R/day) | [7 empty] | 4.88 | 5.11
|  | Energy charge (c/kWh) | [7 empty] | 309.76 | 324.15
SPU OFF PEAK | This tariff is reserved for existing Customers only as of 1 July 2012 and will be deleted as from 1 July 2018 | Minimum charge (R/day) |  |  |  | N/A | N/A
|  | Energy charge (c/kWh( |  |  |  | 149.57 | 161.75
SPU 3 | Very Low consumption - <250 kWh / month | [9 empty] | 386.27 | 386.27 | 438.37 | 438.37 | 480.03 |  |  | 564.52 | 629.6
LPU (Low voltage) | This tariff is only available for existing customers as of 1 July 2016 and will be discontinued as of 1 July 2018. All new low voltage large customers must take their supply at the Large User Low Voltage tariff, as per the Tariff Policy. | Service charge (R/day) |  |  | 62.7 | 63.25 | 72.83 | 72.83 | 84.4
|  | Energy charge (c/kWh) |  |  | 90.25 | 91.05 | 95.86 | 104.83 | 121.49
|  | Demand charge (R/kVA) |  |  | 262.43 | 264.73 | 271.04 | 304.81 | 353.21
LPU (Medium voltage) | This tariff is only available for existing customers as of 1 July 2016 and will be discontinued as of 1 July 2018. All new medium voltage large customers must take their supply at the Large User Medium Voltage tariff, as per the Tariff Policy. | Service charge (R/day) |  |  | 62.7 | 63.25 | 72.83 | 72.83 | 84.4
|  | Energy charge (c/kWh) |  |  | 82.54 | 83.26 | 95.86 | 95.86 | 111.09
|  | Demand charge (R/kVA) |  |  | 233.36 | 235.41 | 271.04 | 271.04 | 314.09
LPU (Low voltage TOU) |  | Service charge (R/day) |  |  | 98.84 | 99.71 | 108.4 | 108.4 | 118.02 | 118.02 | 123.73 | 123.73 | 140.4 | 140.4 | 153.74 |  |  | 180.8 | 202.1
|  | Energy charge: High demand (June to August) (c/kWh) | Peak |  | 391.53 | 394.97 | 417.9 | 417.9 | 455.01 | 455.01 | 476.9 | 476.99 | 541.29 | 541.29 | 592.72 |  |  | 697.04 | 777.73
|  |  | Standard |  | 138.03 | 139.24 | 147.57 | 147.57 | 160.67 | 160.67 | 168.43 | 168.43 | 191.14 | 191.14 | 209.3 |  |  | 246.13 | 273.71
|  |  | Off Peak |  | 87.69 | 88.46 | 93.91 | 93.91 | 102.25 | 102.25 | 107.18 | 107.18 | 121.62 | 121.62 | 133.18 |  |  | 156.62 | 173.65
|  | Energy charge: Low demand (September to May) (c/kWh) | Peak |  | 146.49 | 147.78 | 156.6 | 156.6 | 170.5 | 170.5 | 178.73 | 178.73 | 202.83 | 202.83 | 222.1 |  |  | 261.19 | 290.54
|  |  | Standard |  | 109.51 | 110.47 | 117.17 | 117.17 | 127.58 | 127.58 | 133.75 | 133.75 | 151.78 | 151.78 | 166.2 |  |  | 195.45 | 217.06
|  |  | Off Peak |  | 79.66 | 80.36 | 85.33 | 85.33 | 92.91 | 92.91 | 97.39 | 97.39 | 110.53 | 110.53 | 121.03 |  |  | 142.34 | 157.68
|  | Demand charge (R/kVA) |  |  | 207.8 | 209.62 | 178.33 | 178.33 | 194.17 | 194.17 | 203.54 | 203.54 | 230.98 | 230.98 | 252.92 |  |  | 297.44 | 332.48
|  | Network Access charge (R/kVA NMD) (Chargeable per kVA of Notified Maximum Demand) | [11 empty] | 0 | 0 |  |  | 0 | 0
LPU (Medium voltage TOU) |  | Service charge (R/day) |  |  | 96.9 | 97.75 | 106.27 | 106.27 | 115.71 | 115.71 | 121.3 | 121.3 | 137.66 | 137.66 | 150.73 |  |  | 177.26 | 198.15
|  | Energy charge: High demand (June to August) (c/kWh) | Peak |  | 381.03 | 384.38 | 417.9 | 417.9 | 455.01 | 455.01 | 476.99 | 476.99 | 541.29 | 541.29 | 592.72 |  |  | 697.04 | 777.73
|  |  | Standard |  | 134.55 | 135.73 | 147.57 | 147.57 | 160.67 | 160.67 | 168.43 | 168.43 | 191.14 | 191.14 | 209.3 |  |  | 246.13 | 273.71
|  |  | Off Peak |  | 85.63 | 86.38 | 93.91 | 93.91 | 102.25 | 102.25 | 107.18 | 107.18 | 121.62 | 121.62 | 133.18 |  |  | 156.62 | 173.65
|  | Energy charge: Low demand (September to May) (c/kWh) | Peak |  | 142.79 | 144.04 | 156.6 | 156.6 | 170.5 | 170.5 | 178.73 | 178.73 | 202.83 | 202.83 | 222.1 |  |  | 261.19 | 290.54
|  |  | Standard |  | 106.84 | 107.78 | 117.17 | 117.17 | 127.58 | 127.58 | 133.75 | 133.75 | 151.78 | 151.78 | 166.2 |  |  | 195.45 | 217.06
|  |  | Off Peak |  | 77.81 | 78.49 | 85.33 | 85.33 | 92.91 | 92.91 | 97.39 | 97.39 | 110.53 | 110.53 | 121.03 |  |  | 142.34 | 157.68
|  | Demand charge (R/kVA) |  |  | 98.94 | 99.81 | 108.51 | 108.51 | 118.15 | 118.15 | 123.86 | 123.86 | 140.55 | 140.55 | 153.9 |  |  | 177.57 | 198.49
|  | Network Access charge (R/kVA NMD) (Chargeable per kVA of Notified Maximum Demand) | [9 empty] | 0 | 0 | 0 | 0 |  |  | 0 | 3.82
LPU (High voltage TOU) | This tariff is only available at 66kV or 132kV depending on the available network. | Service charge (R/day) |  |  | 7638 | 7705 | 106.27 | 106.27 | 115.71 | 115.71 | 121.3 | 121.3 | 137.66 | 137.66 | 150.73 |  |  | 177.26 | 198.15
|  | Energy charge: High demand (June to August) (c/kWh) | Peak |  | 370.91 | 374.16 | 401.82 | 401.82 | 437.51 | 437.51 | 458.64 | 458.64 | 520.48 | 520.48 | 569.93 |  |  | 671.89 | 749.63
|  |  | Standard |  | 107.41 | 108.35 | 141.9 | 141.9 | 154.49 | 154.49 | 161.95 | 161.95 | 183.79 | 183.79 | 201.25 |  |  | 238.33 | 264.98
|  |  | Off Peak |  | 61.65 | 62.19 | 90.3 | 90.3 | 98.31 | 98.31 | 103.06 | 103.06 | 116.94 | 116.94 | 128.06 |  |  | 152.26 | 168.77
|  | Energy charge: Low demand (September to May) (c/kWh) | Peak |  | 115.33 | 116.35 | 150.57 | 150.57 | 163.94 | 163.94 | 171.86 | 171.86 | 195.03 | 195.03 | 213.56 |  |  | 252.8 | 281.16
|  |  | Standard |  | 81.1 | 81.81 | 112.67 | 112.67 | 122.67 | 122.67 | 128.6 | 128.6 | 145.94 | 145.94 | 159.8 |  |  | 189.6 | 210.52
|  |  | Off Peak |  | 54.47 | 54.95 | 82.05 | 82.05 | 89.33 | 89.33 | 93.64 | 93.64 | 106.27 | 106.27 | 116.37 |  |  | 138.52 | 153.41
|  | Demand charge (R/kVA) |  |  | 120.91 | 121.97 | 103.34 | 103.34 | 112.53 | 112.53 | 30.54 | 30.54 | 34.66 | 34.66 | 37.95 |  |  | 44.63 | 189.04
|  | Network Access charge (Chargeable per kVA of Notified Maximum Demand) | [8 empty] | 86.94 | 86.94 | 98.66 | 98.66 | 108.03 |  |  | 127.04 | 3.63
SSEG | This tariff is available only for approved nonresidential SSEG Connections, where the Customers offset their small scale generation against their purchases from the Municipality, provided that their purchases exceed their generation. An additional meter reading fee may also be applicable. This is not applicable to Customers on the SPU2 tariff. | Feed-in tariff (c/kWh) |  |  | 78.53 | 79.22 | 84.95 | 84.95 | 84.95
|  | SSEG Feed-in Tariff (c/kWh) (Rate at which excess energy generated onto the grid will be purchased, unless Black option is exercised) | [7 empty] | 84.95 | 84.95
|  | SSEG Feed-in Tariff (Black) (c/kWh) (To be paid to customers who wish to retain/claim the green attributes of the energy exported and sold to the City) | [8 empty] | 71.81
|  | SSEG Feed-in Incentive (c/kWh) (Applicable for 1 year for new supplies only ) | [8 empty] | 28.75 | 28.75 | 28.75 | 28.75 | 28.75 |  |  | 28.75 | 28.75
|  | SSEG 1 Feed-in tariff (Rate at which excess energy generated onto the grid will be purchased, unless Tariff 2 is exercised. Green attributes will transfer to the City.) (This tariff is available only for approved nonresidential SSEG Connections, where the Customers offset their small scale generation against their purchases from the Municipality, provided that their purchases exceed their generation. An additional meter reading fee may also be applicable. This tariff is not applicable to Customers on the SPU3 tariff.) | [9 empty] | 84.95 | 84.95 | 84.95 | 84.95 |  |  | 89.11 | 94.37
|  | SSEG 2 Feed-in tariff (To be paid to customers who wish to retain/claim the green attributes of the energy exported and sold to the City.) (This tariff is available only for approved nonresidential SSEG Connections, where the Customers offset their small scale generation against their purchases from the Municipality, provided that their purchases exceed their generation. An additional meter reading fee may also be applicable. This tariff is not applicable to Customers on the SPU3 tariff.) | [9 empty] | 71.81 | 71.08 | 71.08 | 70.05 |  |  | 72.66 | 74.7
SSEG Feed-in TOU |  | Energy charge: High demand (June to August) (c/kWh) | Peak | [14 empty] | 582.16 | 655.1
|  |  | Standard | [14 empty] | 164.96 | 184.83
|  |  | Off Peak | [14 empty] | 82.14 | 91.48
|  | Energy charge: Low demand (September to May) (c/kWh) | Peak | [14 empty] | 178.92 | 200.56
|  |  | Standard | [14 empty] | 118.02 | 131.92
|  |  | Off Peak | [14 empty] | 68.9 | 76.54

## Peak-OffPeak Times
TIME OF USE TARIFFS: HOURS OF OPERATION Peak: Weekdays 07:00 to 10:00; 18:00 to 20:00 Standard: Weekdays 06:00 to 07:00; 10:00 to 18:00; 20:00 to 22:00. Off peak: All other times